## Instructions
How to use this template
1) Enter your inventory on the 'Inventory' sheet. Required columns: Description, ReferenceNo, APC_CODE, Comment.
2) APC_CODE has a dropdown with commonly used locations. You can add/modify allowed codes in 'APC_CODES'.
3) Save as inventory.xlsx in the same folder as your HTML (inventory_from_excel.html).
4) Open the HTML. It will load this Excel automatically (if served via local server) or use the file picker.
5) Column headers are case-insensitive; the page accepts Description/ReferenceNo/APC_CODE/Comment variations.

## APC_CODES
Valid APC_CODE Values
Cart-A
Cart-B
Cart-C
Cart-D
Cart-E
Cart-F
Cart-G
Cart-H
Cart-I
Cart-J
Cart-K
Cart-L
Cart-M
Cart-N
Cart-O
Cart-P
Cart-Q
Cart-R
Cart-S
Cart-T
Cart-U
Cart-V
Pacer
TAVI-1
TAVI-2
Lab2
G549
G550A
CRU
Dirty

## Inventory
DESCRIPTION | ReferenceNo | APC_CODE | COMMENT
Biotronik Torque Wrench | 108984 | ? | S3224
Medical Adhesive | 6517 | ? | S1474
Medtronic Lead Adaptor Kit | 2872 | ? | S1838
Medtronic Lead Splice Kit | 5866-9M | ? | S1841
Tunnel Tool | 6996T | ? | S2222
Paper Programmer Merlin | 3643 | Abbott Cart
Amplatzer 25 mm PFO Occluder | 9-PFO-025 | ASD/PFO | S1552
Amplatzer 30 mm PFO Occluder | 9-PFO-030 | ASD/PFO | S2838
Amplatzer 35 mm PFO Occluder | 9-PFO-035 | ASD/PFO | S1553
AMPLATZER PLUG III 10X5MM NITINOL | 9-APVL3-105 | ASD/PFO
AMPLATZER PLUG III 12X5MM NITINOL | 9-APVL3-125 | ASD/PFO
AMPLATZER PLUG III 6X3MM NITINOL | 9-APVL3-063 | ASD/PFO
AMPLATZER PLUG III 8X4MM NITINOL | 9-APVL3-084 | ASD/PFO
Amplatzer Sizing Balloon II 24 mm | 9-SB-024 | ASD/PFO | S1888
Amplatzer Sizing Balloon II 34 mm | 9-SB-034 | ASD/PFO | S1889
Amplatzer Talisman Delivery Sheath 9 FR | 9-TDS-09F45-80 | ASD/PFO
Amplatzer Talisman PFO Occluder 25mm | 9-PFO-2518 | ASD/PFO
Amplatzer Talisman PFO Occluder 30mm | 9-PFO-3025 | ASD/PFO
Amplatzer Talisman PFO Occluder 35mm | 9-PFO-3525 | ASD/PFO
ASD SEPTAL OCCLUDER 10 MM | 9-ASD-010 | ASD/PFO | S1526
ASD SEPTAL OCCLUDER 11 MM | 9-ASD-011 | ASD/PFO | S1527
ASD SEPTAL OCCLUDER 12 MM | 9-ASD-012 | ASD/PFO | S1528
ASD SEPTAL OCCLUDER 13 MM | 9-ASD 013 | ASD/PFO | S2186
ASD SEPTAL OCCLUDER 14 MM | 9-ASD-014 | ASD/PFO | S1530
ASD SEPTAL OCCLUDER 15 MM | 9-ASD 015 | ASD/PFO | S2187
ASD SEPTAL OCCLUDER 16 MM | 9-ASD-016 | ASD/PFO | S1532
ASD SEPTAL OCCLUDER 17 MM | 9-ASD-017 | ASD/PFO | S2188
ASD SEPTAL OCCLUDER 18 MM | 9-ASD-018 | ASD/PFO | S2243
ASD SEPTAL OCCLUDER 19 MM | 9-ASD-019 | ASD/PFO | S1535
ASD SEPTAL OCCLUDER 20 MM | 9-ASD 020 | ASD/PFO | S2205
ASD SEPTAL OCCLUDER 22 MM | 9-ASD-022 | ASD/PFO | S1537
ASD SEPTAL OCCLUDER 24 MM | 9-ASD-024 | ASD/PFO | S1538
ASD SEPTAL OCCLUDER 26 MM | 9-ASD-026 | ASD/PFO | S1539
ASD SEPTAL OCCLUDER 28 MM | 9-ASD-028 | ASD/PFO | S1540
ASD SEPTAL OCCLUDER 30 MM | 9-ASD-030 | ASD/PFO | S1887
ASD SEPTAL OCCLUDER 32 MM | 9-ASD-032 | ASD/PFO | S1541
ASD SEPTAL OCCLUDER 34 MM | 9-ASD-034 | ASD/PFO | S2265
ASD SEPTAL OCCLUDER 36 MM | 9-ASD-036 | ASD/PFO | S2266
ASD SEPTAL OCCLUDER 38 MM | 9-ASD-038 | ASD/PFO | S2257
ASD SEPTAL OCCLUDER 40 MM | 9-ASD-040 | ASD/PFO | S2267
ASD SEPTAL OCCLUDER 5 MM | 9-ASD-005 | ASD/PFO | S2260
ASD SEPTAL OCCLUDER 6 MM | 9-ASD-006 | ASD/PFO | S2262
ASD SEPTAL OCCLUDER 7 MM | 9-ASD-007 | ASD/PFO | S1523
ASD SEPTAL OCCLUDER 8 MM | 9-ASD-008 | ASD/PFO | S1524
ASD SEPTAL OCCLUDER 9 MM | 9-ASD-009 | ASD/PFO | S1525
ASD SEPTAL OCCULDER 4 MM | 9-ASD-004 | ASD/PFO | S2259
Cardioform ASD Occluder 27 mm | ASD27B | ASD/PFO | S5044
Cardioform ASD Occluder 32 mm | ASD32B | ASD/PFO | S5045
Cardioform ASD Occluder 37 mm | ASD37B | ASD/PFO | S5046
Cardioform ASD Occluder 44 mm | ASD44B | ASD/PFO | S5047
Cardioform ASD Occluder 48 mm | ASD48B | ASD/PFO | S5048
CATHETER FLEXOR SHUTTLE SHEATH 7FR 90CM | G12835 | ASD/PFO
CATHETER FLEXOR SHUTTLE SHEATH 8FR 90CM | G12836 | ASD/PFO
Gore Septal Occluder 25 mm | GSXE0025B | ASD/PFO | S3712 $8280 Jan 19, 2023
Gore Septal Occluder 30 mm | GSXE0030B | ASD/PFO | S4173 $8280 Jan 19, 2023
Occlutech Delivery Set 11F | 51DS011 | ASD/PFO
Occlutech Delivery Set 7F | 51DS007 | ASD/PFO
Occlutech Delivery Set 9F | 51DS009 | ASD/PFO
Occlutech Flex PFO Occluder with Pistol Pusher 18mm | 23PFO18DP | ASD/PFO
Occlutech Flex PFO Occluder with Pistol Pusher 25mm | 23PFO25DP | ASD/PFO
Occlutech Flex PFO Occluder with Pistol Pusher 30mm | 23PFO30DP | ASD/PFO
Occlutech Flex PFO Occluder with Pistol Pusher 35mm | 23PFO35DP | ASD/PFO
PDA DEVICE 10/8 MM | 9-PDA-006 | ASD/PFO | S1548
PDA DEVICE 12/10 MM | 9-PDA-007 | ASD/PFO | S1549
PDA DEVICE 14/12 MM | 9-PDA-008 | ASD/PFO | S1550
PDA DEVICE 16/14 MM | 9-PDA-009 | ASD/PFO | S1551
PDA DEVICE 6/4 MM | 9-PDA-004 | ASD/PFO | S1546
PDA DEVICE 8/6 MM | 9-PDA-005 | ASD/PFO | S1547
TorVue 7 FR 45 Degree 80cm delivery system | 9-ITV-07F-45/80 | ASD/PFO
Trevisio 7 FR 45 degree 80 cm delivery system | 9-ATV0F745/80 | ASD/PFO | S5050
Trevisio 8 FR 45 degree 80 cm delivery system | 9-ATV08F45/80 | ASD/PFO | S5174
Trevisio 9 FR 45 degree 80 cm delivery system | 9-ATV09F45/80 | ASD/PFO | S5051
Trevisio 10 FR 45 degree 80 cm delivery system | 9-ATV10F45/80 | ASD/PFO | S5140
Trevisio 12 FR 45 degree 80 cm delivery system | 9-ATV12F45/80 | ASD/PFO | S5274
GE ECG Leadwire 5-Lead, V2-6, Grabber, AHA 130 cm Cath | 2106393 | Brianne
BSci Analyzer PSA Cable (Use only if disposed) | 66-6763 | Bsci Cart
5 FR Cordis JR4 125 cm Special Right | SRD6604 | Cart F | F-1
5 FR Impulse FR4 125 cm | H749163912252 | Cart F | F-1
5 FR Impulse Pigtail 125cm | H749163912152 | Cart F | F-1
5F Impress Sim1 | 510035SIM1 | Cart F | F-4
8 FR MACH1 FL4 | h74934358070 | Cart F | F-2
8 FR MACH1 FR4 | H74934358020 | Cart F | F-2
8 FR MACH1 VL3.5 | H74934358720 | Cart F | F-2
6 FR Cordis 3DRC Guide | F89-67013000 | Cart T | T-7
6 FR Mach 1 JR5 | H749343566880 | Cart T | T-8
6 FR Mach 1 MP1 | H74934356380 | Cart T
6 FR Runway AL1 | H74938969190 | Cart T | S1330 T-8
6 FR Runway AR1 | H74938969170 | Cart T | T-8
6 FR Runway AR2 | H74938969180 | Cart T | T-8
6 FR Runway FR4 | H74938969020 | Cart T | T-7
6 FR Runway FR4 ST | H74938969920 | Cart T | T-8
6 FR Runway HS | H74938969410 | Cart T | T-9
6 FR Runway IM 100 cm | H74938969260 | Cart T | T-9
6 FR Runway Kimny | H749389695830 | Cart T | T-9
6 FR Runway MP1 | H74938969380 | Cart T | S1337 T-9
7 FR Cordis JR4 90 cm | 77808200 | Cart T | T-11
7 FR Mach 1 FL3.5 | H74934357060 | Cart T | T-11
7 FR Mach 1 FL4 | H74934357070 | Cart T | T-11
7 FR Mach 1 FL5 | H74934357090 | Cart T | T-11
7 FR Mach 1 FR3.5 | H74934357010 | Cart T | T-11
7 FR Mach 1 FR4 | H74934357020 | Cart T | T-11
7 FR Mach 1 VL3 | H74934357710 | Cart T | T-11
7 FR Mach 1 VL4 | H74934357730 | Cart T | T-11
7 FR Mach 1 VL5 | H74934357750 | Cart T | T-11
6 FR Adroit XB 2.5 | 67246500 | Cart U | U-8
6 FR Cordis AL2 | F89-67004000 | Cart U | U-7
6 FR Cordis LCB | F89-67018000 | Cart U | U-7
6 FR Cordis VBT XB4 | F89-67005600 | Cart U | U-8
6 FR Cordis Vista Brite-Tip XB2.5 | F89-SM7465 | Cart U | U-8
6 FR Mach 1 FL3 | H74934356050 | Cart U | U-8
6 FR Mach 1 AL 0.75 | H74934356220 | Cart U | U-7
6 FR Mach 1 AL1 | H74934356190 | Cart U | U-7
6 FR Mach 1 AL2 | H74934356200 | Cart U
6 FR Mach 1 FL4 | H749343566620 | Cart U | U-8
6 FR Mach 1 VL3.5 | H74934356720 | Cart U | U-9
6 FR Runway AL2 | H74938969200 | Cart U | U-7
6 FR Runway FL3.5 | H74938969060 | Cart U | U-8
6 FR Runway FL4 | H74938969070 | Cart U | U-8
6 FR Runway FL4.5ST | H74938969300 | Cart U | S1336 U-8
6 FR Runway FL5 | H74938969090 | Cart U | U-8
6 FR Runway FL6 | H74938969100 | Cart U | U-8
6 FR Runway LCB | H74938969250 | Cart U | U-7
6 FR Runway RCB | H74938969240 | Cart U | U-7
6 FR Runway VL3 | H74938969710 | Cart U | U-9
6 FR Runway VL4 | H74938969730 | Cart U | U-8
6 FR Runway VL4.5 | H74938969740 | Cart U | U-8
7 FR Launcher AL .75 90 CM | LA7AL75 | Cart U | U-10
7 FR Launcher AL .75 SH 90 CM | LA7AL75SHD | Cart U | U-10
7 FR Launcher AL1 SH 90 CM | LA7AL10SHD | Cart U | U-10
7 FR Launcher AL2SH 90 cm | LA7AL20SHD | Cart U | U-10
7 FR Launcher EBU 3.0 90 CM | LA7EBU30D | Cart U | U-10
7 FR Launcher EBU 3.5 90 CM | LA7EBU35D | Cart U | U-10
7 FR Launcher EBU 3.75 90 CM | LA7EBU375D | Cart U | U-10
7 FR Launcher EBU 4.0 90 CM | LA7EBU40D | Cart U | U-10
7 FR Launcher JR4 SH 90 CM | LA7JR4SHD | Cart U | U-10
5 FR Cordis JL3.5 LBT | 5560020L | Cart V | V-8
5 FR Cordis JR4 LBT | 5560820L | Cart V | V-8
5 FR Cordis XB3.5 LBT | 5560540L | Cart V | V-8
5 FR Impulse AL1 | H74916391961 | Cart V | V-11
5 FR Impulse MP A2 | h7491639112210 | Cart V | S4615
6 FR Impulse FL4 125 cm | H749165992202 | Cart V | S4974
10F Flexcath Contour Sheath 13mm Reach | 10FCC13 | Cart-A | Location: Cart A
3M Avagard CHG 8/box | 355-9200C | Cart-A
Braun Fluid Tubing Extension Set 307cm | BB470023 | Cart-A | 50 per box
Bsci Medical Device Return Kit World Wide | H749391060 | Cart-A
GROUNDING ELECTRODE-SINGLE DISPERSIVE | 400-2100 | Cart-A | S4492 50 per box
Nuvision Ultrasound Catheter | FG10593 | Cart-A
Philips Verisight PRO ICE Catheter | VSICE3D | Cart-A
Protector Elbow Nerve foam Pad | D-M9500-X | Cart-A
Pulse Select Interface Cable | PSCIC101 | Cart-A
PulseSelect - PFA Catheter | PSCC100 | Cart-A
PV Tracker Wire | 990045 | Cart-A | 1 box of 5
Soft Mask with ear loops | PG4-1333 | Cart-A
Used Medical Device Return Kit | H749391060 | Cart-A
Varipulse Catheter - PFA Catheter | D141201 | Cart-A
Varipulse Interface Cable, (Orange - Orange) | D133701 | Cart-A
Vizigo Medium Curve Sheath | D138502 | Cart-A
Vizigo Small Curve Sheath | D138501 | Cart-A
Bsci Starter Guidewire 0.035 x 15.mm J x 180cm | M001491561 | Cart-B
FaraStar Catheter Connection Cable Gen 1 | M004PF41M434 | Cart-B
SWIFTLINK BAG for Catheter/Cable | CV-612-113 | Cart-B | S4300 12 per box
DEFIBRILLATION / PACING / ECG STAT-PADZ FOR ZOLL | 8900-4003 | Cart-C | C-3
BAG PLASTIC 11LB 8X4X18IN | 031231B | Cart-C | C-19
BAG PLASTIC 3LB 5X3X11IN | 031190B | Cart-C | C-18
BANDAGE ADHESIVE ELASTOPLAST 2IN ROLL LATEX | BSN7205039 | Cart-C | C-22
BANDAGE ADHESIVE ELASTOPLAST 3IN ROLL LATEX | BSN7205040 | Cart-C | C-21
BATTERY ALKALINE 9V SNAP TERMINAL | PGPC1604BK | Cart-C | C-15
BATTERY ALKALINE SIZE D 1.5V | PGPC1300 | Cart-C | C-16
CANNULA NASAL ANAESTHESIA FLEXICARE DUAL CO2/O2 7FT FEMALE | 032-10-126U | Cart-C | C-37
CANNULA NASAL W/ CRUSH RESISTANT TUBING 7FT | HUD1103 | Cart-C | C-35
CANNULA PERFUSION DUAL STAGE VENOUS THIN FLEX 36X46FR | TF3646OA | Cart-C | C-49
CAP BOUFFANT POLYSPUN BOND PRO LARGE BLUE 24IN NON-STERILE | 263-PM4-705 | Cart-C | C-48
CAP SURGEON HOOD COVER PREMIUM BLUE ELASTIC BACK | NON61950 | Cart-C | C-48
CATHETER DEVICE SECUREMENT UNIVERSAL PLUS STATLOCK SM 6-8FR | 666-VUPD68 | Cart-C | C-7
CONNECTOR O2 TUBING 5-7MM ENDS SNGL PT USE | HUD1420 | Cart-C | C-14
CONNECTOR TUBING SUCTION 5-IN-1 NON-STERILE | 261-511 | Cart-C | C-13
COVER SHOE UNIVERSAL FLUID RESISTANT | NON28858 | Cart-C | C-50
Covidien Orange Grounding Pads | E7507 | Cart-C | C-5
CUP PAPER SOUFFLE 1OZ | NON024220 | Cart-C | C-23
FILTERLINE ORAL NASAL O2 MICROSTREAM ADVANCE FEMALE LEUR ADU | MVAO100U | Cart-C | C-36
FLASHLIGHT WITH 2 D CELL BATTERIES | EVR1251L | Cart-C | C-17
GLOVE EXAM NITRILE FITGUARD TOUCH POWDER FREE M | FG3002 | Cart-C | C-45
GLOVE EXAM NITRILE FITGUARD TOUCH POWDER FREE SMALL | FG3001 | Cart-C | C-44
GLOVE EXAM NITRILE SENSICARE ICE NEURO POWDER FREE LARGE | MDS6803 | Cart-C | C-46
HOLDER BLOOD COLLECTING TUBES LEUR-LOK | 333-36490200 | Cart-C | C-43
Kendall™ 530 Series Foam Electrodes non-Radiolucent | 31013926 | Cart-C | C-4
Kendall™ SF450 Series Radiolucent Foam Electrodes | 31452389 | Cart-C | C-2
MASK OXYGEN ELONGATED MEDIUM CONCENTRATION ADULT W/TUBING 7F | H011041 | Cart-C | C-38
MASK OXYGEN NONREBREATHING ADULT | HUD1060 | Cart-C | C-31
MASK SYSTEM SWIFT FX SLM | 61508 | Cart-C | C-49
NEBULIZER AEROSOL ADULT W/TUBING | WES0310 | Cart-C | C-32
Pacel Temp Pacer Sleeve Contamination Shield | ST-09880 | Cart-C | Case 25 Arrow
Pacel Temp Pacing cable (use only if item is disposed) | 401759 | Cart-C | S3264
PAD DEFIBRILLATOR PADDLE CONDUCTIVE GEL ORANGE 4X4IN | 355-2345N | Cart-C | C-8
PAD PROCEDURE TENDERSORB 42.5X60CM (17X24IN) | Z7105A | Cart-C | C-47
PAPER RECORD DEFIBRILLATION FANFOLD ZOLL ZL 8000-0300 | 7G32015945 | Cart-C | C-9
PAPER RECORD ECG SINGLE CHANNEL HP 40477A/B | 7G30725389 | Cart-C | C-10
PREP APPLICATOR CHLORAPREP CHLOREHEXIDINE 2% 70% ETOH ORANGE | 333-260715C | Cart-C | C=33
Red Dot Trace Prep ECG Tape | 355-2236 | Cart-C
SOLUTION ANTISEPTIC MAXI SWABSTICK 2%CHG 70%ETOH TINTED 6IN | 355-S10209 | Cart-C | C-41
SOLUTION ANTISEPTIC SKIN LORIS POVIDONE IODINE 10% 115ML | LERNA109-09 | Cart-C | C-39
SPONGE PREPARATION SOLUPREP CHLORHEXIDINE 2% 70% ETOH TINTED | 355-S10025 | Cart-C | C-40
TAPE ADHESIVE MEDIPORE SOFT CLOTH 4INX10 YARD | 355-2864 | Cart-C | C-29
TAPE ADHESIVE SURGICAL PAPER MICROPORE STANDARD 1INX10YD | 355-1530-1 | Cart-C | C-11
TAPE ADHESIVE SURGICAL PAPER MICROPORE STANDARD 3INX10YD | 355-1530-3 | Cart-C | C-12
TAPE ADHESIVE WATERPROOF 2.5CMX3M | BSN7235906 | Cart-C | C-27
TAPE ADHESIVE WATERPROOF 5CMX5M | BSN0113400 | Cart-C | C-26
TAPE TRACE PREP RED DOT ECG 18.1MMX5M | 355-2236 | Cart-C | C-28
TAPE TRANSPORE CLEAR POROUS PLASTIC HYPOALLERGENIC 1INX10YD | 355-1527-1 | Cart-C | C-24
TISSUE FACIAL QUICK WIPES CELLULOSE 2PLY 5X7.5IN | 17900130 | Cart-C | C-34
TRAY CATHETER FOLEY URETHRAL INSERTION | M102150A | Cart-C | C-1
TUBING OXYGEN CONNECTION CRUSH RESISTANT VINYL TIP 7IN | HUD1115 | Cart-C | C-30
Zoll Propadz Multifunction Electrodes | 8900-2303 | Cart-C | S3577
6 FR Angioseal VIP | 610132 | Cart-D | S1960
8 FR Angioseal VIP | 610133 | Cart-D | S2022
ADAPTOR LUER LOCK DOUBLE MALE | 179-MX493 | Cart-D | D-41
BAG EMESIS SICKNESS CLEAN SACK GRADUATED MARKINGS | NON80328 | Cart-D | D-12
BAG EMESIS SICKNESS CLEAN SACK GRADUATED MARKINGS | NON80328 | Cart-D | D-16
BANDAGE ADHESIVE ISLAND PATCH FABRIC 2X3IN | ACME1617033 | Cart-D | D-43
BANDAGE COMPRESSION SURESEAL XLG | NON85100 | Cart-D | D-42
BLANKET FORCED AIR LOWER BODY BAIR HUGGER | 355-52500 | Cart-D | D-4
BLANKET FULL BODY BAIR HUGGER | 355-30000 | Cart-D | D-3
BLANKET UPPER BODY WARMING BAIR HUGGER MULTI POSITION | 355-62200 | Cart-D | D-5
BREAKER AMP PHARMASYSTEMS SM 1-4ML | 7372 | Cart-D | D-40
CABLE EXTENSION FOR TEMP PACING CATHETER | 401759 | Cart-D | D-7
CONTROL SOLUTION STATSTRIP 3 | 46949 | Cart-D | No price? D-30
CREAM PATIENT MOISTURIZER REMEDY PHYTOPLEX 59ML | MSC0924002UNS | Cart-D | D-17
DEORDORIZER SPRAY AIR FRESHENER ODORGON 4OZ BTL 114ML | 741-988-0144 | Cart-D | D-20
DEVICE VASCULAR CLOSURE ANGIOSEAL VIP 8F | 610133 | Cart-D | D-45
DRESSING NON-ADHERENT TELFA STERILE 3 X 4IN LATEX | Z2132 | Cart-D | D-25
EYEWEAR SAFETY GLASSES CLEAR FRAMELESS CLEAR LENS | EBP1FYX6 | Cart-D | D-39
INTRAVENOUS MEDICATION RECONSTITUTION DEVICE | NGB8064M | Cart-D | D-18
LANCET MULTI DEPTH 30G | 05-1530A | Cart-D | D-38
LUBRICANT MUKO JELLY PACKET 3.5G | 504-LUB035 | Cart-D | D-24
LUBRICANT VASELINE PETROLEUM JELLY 5GM | Z8884433205 | Cart-D | D-26
NEEDLE BLOOD COLLECTION TUBING BUTTERFLY WITHOUT LUER SAFETY | 333-367296 | Cart-D | Cart D
NEEDLE BLOOD COLLECTION TUBING BUTTERFLY WITHOUT LUER SAFETY | 333-367297 | Cart-D | Cart D
Perclose ProStyle | 12773-02 | Cart-D
PRESSURE INFUSER BAG INFUSEONE 500ML | I884235501H | Cart-D | D-11
REMOVER ADHESIVE NO STING WIPES SILICONE | 7760 | Cart-D | D-29
SODIUM CHLORIDE 0.9% USP DIN 10ML POLYAMPOULE FOR INJECTION | 941955 | Cart-D | D-36
SOLUTION INJECTION WATER VIAL 10ML | 04887010 | Cart-D | D-35
SUTURE PROLENE MONOFILAMENT 3-0 FS-1 BLUE 18IN | 8684G | Cart-D | D-33
SUTURE PROLENE MONOFILAMENT 3-0 KS BLUE 30IN | 8622H | Cart-D | D-32
SWABSTICK CHLORHEXIDINE GLUCONATE 2% NO ISOPROPYL ALCOHOL | 355-S10207 | Cart-D | D-27
TAPE ADHESIVE GENERAL-PURPOSE DOUBLESIDED 1/2 | 591-1/2 | Cart-D | D-19
TRAY DRESSING MAJOR | 85-4068 | Cart-D | D-21
TRAY IRRIGATION WITH PISTON SYRINGE | 85-5045B | Cart-D | D-8
TRAY PAPER SAVADAY #300 | 071133 | Cart-D | D-28
TUBING ARTERIAL PRESSURE MONITORING SYSTEMS WO MALE CONNECTO | I8842363002 | Cart-D | D-34
WIPE NAIL POLISH REMOVER ACETONE FREE INDIVDUALLY WRAP | DUKAL862 | Cart-D | D-44
Export Advanced Aspiration Catheter | ADVANCE | Cart-E | S4251 Location: Cart E-1
Export Advanced Aspiration Catheter* | ADVANCE | Cart-E
Rotapro kit 1.25 mm | H749394671250 | Cart-E | S5474
Rotapro kit 1.50 mm | H749394671500 | Cart-E | S5475
Rotapro Kit 1.75mm | H749394671750 | Cart-E
Rotapro Kit 2.00mm | H749394467200 | Cart-E
Rotawire Drive and WireClip Torquer | H74939462001 | Cart-E
Rotawire Drive Extra Support | H74939463005 | Cart-E | 5 pack
Rotawire Drive Floppy | H74939462005 | Cart-E | 5 pack
Shockwave balloon 3.5 x 12 mm | C2IVL3512 | Cart-E | S5275
Shockwave balloon 4.0 x 12 mm | C2IVL4012 | Cart-E | S5332
Shockwave C2+ balloon 2.5 x 12 mm | C2PIVL2512 | Cart-E
Shockwave C2+ balloon 3.0 x 12 mm | C2PIVL3012 | Cart-E
Shockwave C2+ balloon 3.5 x 12 mm | C2PIVL3512 | Cart-E
Shockwave C2+ balloon 4.0 x 12 mm | C2PIVL4012 | Cart-E
Shockwave Sterile Cable Sleeve | IVL10CS | Cart-E | 75 for 10
4 FR Cordis AL2 | 538-446 | Cart-F | F-4
4 FR Cordis ALI | 538-445 | Cart-F | F-4
4 FR Cordis JL3.5 | 538-418 | Cart-F | F-4
4 FR Cordis JL4 | 538-420 | Cart-F | F-4
4 FR Cordis JL5 | 538-422 | Cart-F | F-4
4 FR Cordis JR4 | 538-421 | Cart-F | F-4
4 FR Cordis Pigtail | 538-450S | Cart-F | F-4
6 FR Cordis 3DRC diagnostic catheter | f89-534676T | Cart-F | F-5
6 FR Cordis PIG 145 Infiniti | 534-652S | Cart-F | F-1
6 FR Diagnostic Infiniti PIG Straight 6SH | F89-534650S | Cart-F
6 FR Impulse FR4 125 cm | H749165992252 | Cart-F | F- 1
6 FR Impulse Pigtail 145 degree | H7491659941 | Cart-F | F-6
6 FR Mach 1 HS | M001196000 | Cart-F | F-2
6 FR Mach 1 LIMA | M001196620 | Cart-F | F-3
6 FR Mach 1 MP2 | H74934356390 | Cart-F | F-2
6.5 FR JR4 Eaucath | G6JR40-0-L100 | Cart-F | F-2
6.5 FR Power Backup PB3.0 Eaucath | G6PB30-0-L100 | Cart-F | F-2
6.5 FR Power Backup PB3.5 Eaucath | G6PB35-0-L100 | Cart-F | F-2
7 FR Mach 1 MP2 | M001197300 | Cart-F | F-3
7 FR Mach 1 RDC1 | M001197960 | Cart-F | F-3
7 FR Mach 1LIMA | M001197620 | Cart-F | F-3
7.5 FR JR4.0 Eaucath | G7JR40-0-L100 | Cart-F | F-2
7.5 FR Power Backup PB3.0 Eaucath | G7PB30-0-L100 | Cart-F | F-2
7.5 FR Power Backup PB3.5 Eaucath | G7PB35-0-L100 | Cart-F | F-2
CATH SETUP MEDRAD | AVA 500 MPAT | Cart-F | F-(A)
Coil Pusher-16 177 cm | M0014012160 | Cart-F | F-(D) Blue Bin
En Snare 3.2F 175 cm x 4-8 mm | EN1003008 | Cart-F | F-(D) Blue Bin
En Snare 6.0F 120 cm 12-20 mm | EN2006020 | Cart-F | F-(D) Blue Bin
En Snare 6.0F 120 cm 6-10 mm | EN2006010 | Cart-F | F-(D) Blue Bin
En Snare 7.0F 120 cm 18-30 mm | EN2007030 | Cart-F | F-(D) Blue Bin
EndoGrip Grasping Forceps | 1177-01 | Cart-F | F-(D) Blue Bin
EV3 Snare Amplatz Gooseneck 10 mm | GN1000 | Cart-F | F-(D) Blue Bin
EV3 Snare Amplatz Gooseneck 15 mm | GN1500 | Cart-F | F-(D) Blue Bin
EV3 Snare Amplatz Gooseneck 2 mm | GN200 | Cart-F | F-(D) Blue Bin
EV3 Snare Amplatz Gooseneck 2 mm | SK200 | Cart-F | F-(D) Blue Bin
EV3 Snare Amplatz Gooseneck 20 mm | GN2000 | Cart-F | F-(D) Blue Bin
EV3 Snare Amplatz Gooseneck 25 mm | GN2500 | Cart-F | F-(D) Blue Bin
EV3 Snare Amplatz Gooseneck 4mm | SK400 | Cart-F | F-(D) Blue Bin
EV3 Snare Amplatz Gooseneck 5 mm | GN500 | Cart-F | F-(D) Blue Bin
EV3 Snare Amplatz Gooseneck 7mm | SK700 | Cart-F | F-(D) Blue Bin
Figure 8-18 Coil 2 x 5 mm | M0013120211 | Cart-F | F-(D) Yelllow Bin
IMPLANT ENDOVASCULAR MVP PLUG MICRO 3MM | MVP-3Q | Cart-F
Left Heart Kit | 60700045 | Cart-F | F- (C)
Penumbra LP System Detachment Handle | RLPH1 | Cart-F | F-(D) Yelllow Bin
Penumbra Packing Coil LP 10cm x 10cm | RBYPCLP10 | Cart-F | F-(D) Yelllow Bin
Penumbra Packing Coil LP 3cm x 3cm | RBYPCLP03 | Cart-F | F-(D) Yelllow Bin
Penumbra Packing Coil LP 6cm x 6cm | RBYPCLP06 | Cart-F | F-(D) Yelllow Bin
Penumbra Ruby Coil LP 1mm x 2cm | RBYLP0102 | Cart-F | F-(D) Yelllow Bin
Penumbra Ruby Coil LP 1mm x 5cm | RBYLP0105 | Cart-F | F-(D) Yelllow Bin
Penumbra Ruby Coil LP 2mm x 2cm | RBYLP0202 | Cart-F | F-(D) Yelllow Bin
Penumbra Ruby Coil LP 2mm x 4cm | RBYLP0204 | Cart-F | F-(D) Yelllow Bin
Penumbra Ruby Coil LP 3mm x 4cm | RBYLP0304 | Cart-F | F-(D) Yelllow Bin
Penumbra SMART COIL WAVE X-SFT 2MMX2CM | 400SMTHXSFT0202 | Cart-F
PFM Multi-snare Micro 2-3 mm | 147302 | Cart-F | F-(D) Blue Bin
PTCA Prep Kit | SAN30SVGE | Cart-F | F-(D)
Renegade catheter (2 marker) | M001182570 | Cart-F | F-(D) Yelllow Bin
Swift Coil Detachment Handle | SDH1 | Cart-F
Vortx Diamond 5 x 5.5mm | 382205 | Cart-F | F-(D) Blue Bin
Vortx Diamond 6 x 6.7mm | 382206 | Cart-F | F-(D) Blue Bin
Vortx Diamond 7mm/70mm | 312077 | Cart-F | F-(D) Blue Bin
VortX Diamond-18 4 x 3.7mm | M0013822041 | Cart-F | F-(D) Blue Bin
Vortx Diamond-18 Coil 3 x 3.3mm | M0013822031 | Cart-F | F-(D) Blue Bin
Vortx Diamond-18 Coil 4 x 4.4mm | M001382204 | Cart-F | F-(D) Blue Bin
Abbott Viewflex Xtra ICE Catheter | D087031 | Cart-G | Official one to be used with new machine
Acuity Pro Amplatz A6 8117 | 8117 | Cart-G | S5381
Acuity Pro CS EH 8105 | 8105 | Cart-G | S5378
Acuity Pro CS EH-R 8109 | 8109 | Cart-G | S5379
Acuity Pro CS hook 8115 | 8115 | Cart-G | S5375
Acuity Pro CS IC 90 8101 | 8101 | Cart-G | S5372
Acuity Pro CS MultiPurpose 8113 | 8113 | Cart-G | S5374
Acuity Pro CS wide 8111 | 8111 | Cart-G | S5377
Acuity Pro CS-IC 130 8103 | 8103 | Cart-G | S5373
Attain Command Surevalve 6250VI-MP | 6250VI-MP | Cart-G | S4299
Attain Command Surevalve 6250VI-MPR | 6250VI-MPR | Cart-G | S2824
Attain Command Surevalve Extend Hook Extra Large | 6250VI-EHXL | Cart-G
Attain Command Surevalve Multi-Purpose Extra | 6250VI-MPX | Cart-G
Attain Command SurevalveExtended Hook Shape | 6250VI-EH | Cart-G | S4281
Attain Deflectable 6227DEF04 | 6227DEF04 | Cart-G | S2704
Attain Select II Surevalve 130 degree | 6248VI-130 | Cart-G | S4302
Attain Select II Surevalve 90 degree Long | 6248VI-90L | Cart-G | S4305
Attain Select II Surevalve 90 degree short | 6248VI-90S | Cart-G | S4304
Attain Select II Surevalve 90 degrees | 6248VI-90 | Cart-G | S4303
Attain Venogram Balloon Catheter 6215 | 6215 | Cart-G | S2223
C304 SelectSite Deflectable Catheter | C304-HIS | Cart-G
C315 HIS delivery Catheter | C315HIS02 | Cart-G | S4659
Catheter Balloon Occluder 6 FR 2mm X 110cm | 666747 | Cart-G | Sub for Medtronic 6215 Venogram Balloon
Catheter Balloon Occluder 6 FR 2mm x 90cm | 666714 | Cart-G | Sub for Medtronic 6215 Venogram Balloon
Dynamic XT Bipolar | M0046DYNXT0140 | Cart-G | S4918
Dynamic XT Bipolar 4-pin Surelink Cable (Use only if item is disposed instead of Sterilize) | M004560002YA0 | Cart-G
SSPC1 Delivery Catheter "C-Shape" | 669181 | Cart-G
SSPC2 Delivery Catheter “Multipurpose” | 669182 | Cart-G
SSPC3 Delivery Catheter “Extended hook” | 669183 | Cart-G
SSPC4 Delivery Catheter "“Right sided” | 669184 | Cart-G
Stryker Viewflex Xtra ICE Catheter | D087031-SS | Cart-G | to be used on the old ICE machine
Surelink cable (use only if item no autoclaved) | M004560002YA0 | Cart-G | S4920
4 FR Avanti 11 cm | F89-504604X | Cart-H | S1398
4 FR Cook Silhouette Micropuncture Kit | G47940 | Cart-H | S2536
5 FR Glidesheath Slender 80-1050 | 80-1050 | Cart-H | H-1
Cook Check-Flo 10Fr x 13cm | G07417 | Cart-H | S2935
Cook Check-Flo 12Fr x 13cm | G07601 | Cart-H | S4872
Cook Pericardiocentesis Set | G02433 | Cart-H | S1876
Envision Ultrasound probe cover | H2O-009 | Cart-H | S5032 $263/box 24/box
Prelude Ideal 6 F 23 cm sheath | PID6F23021SC | Cart-H | S4899
Site Rite Ultrasound kit with Gel | 9001C0197 | Cart-H | S4440
10 FR Terumo Pinnacle TIF | RSS002 | Cart-I | S2012
6 FR Cordis Infiniti JR4 Diagnostic | 534-621T | Cart-I | 5/box
6 FR Impulse FR4 100cm | H74916599022 | Cart-I
CUVETTE DISPOSABLE AVOXIMETER BX/100 | C-100B | Cart-I | I-5
PENCIL CAUTERY PLUME PEN ELITE TELESCOPING SMOKE EVACUATOR 1 | PLP2020ELITE | Cart-I | I-3
PENCIL CAUTERY PLUME PEN PRO FIXED SMOKE EVACUATOR 10 FT | PLPRO4020 | Cart-I | I-2
TRAP FLUID VIROSAFE | VSFT10 | Cart-I | I-4
Versacross Access Kit Pigtail D1 45deg | VXSK0132 | Cart-I | S5034 Feb 2023 Baylis bought out by Boston Sci
Versacross Access Kit Pigtail D1 55deg | VXSK0134 | Cart-I
5 FR Terumo Pinnacle TIF | 10-2531 | Cart-J | S4256 Location: Cart H-5/Cart J
5 FR Impulse IM | H749163912012 | Cart-J | S1067
5 FR Impulse MPB2 | H749163911460 | Cart-J | S1068
6 FR Terumo Pinnacle TIF | 10-2532 | Cart-J | S4248 Location: Cart J-1
6 FR Cordis JL 3.5 100cm | 534618T | Cart-J
6 FR Diagnostic Infiniti PIG Straight 8SH | F89-534650E | Cart-J
6 FR Expo AL2 | H74908641982 | Cart-J | S904
6 FR Expo AL3 | H749086411002 | Cart-J | S891 Box of 5
6 FR Expo ALI | H74908641962 | Cart-J | S903
6 FR Expo FL3.5 | H74908641212 | Cart-J | S896
6 FR Expo FL4 | H74908641222 | Cart-J | S897
6 FR Expo FL5 | H74908641242 | Cart-J | S898
6 FR Expo FL6 | H74908641252 | Cart-J | S899
6 FR Expo FR 3.5 | H74908641012 | Cart-J | S887
6 FR Expo FR4 | H74908641022 | Cart-J | S888
6 FR Expo FR5 | H74908641032 | Cart-J | S889
6 FR Expo FR6 | H74908641042 | Cart-J | S890
6 FR Expo IM | H749086412012 | Cart-J | S895
6 FR Expo LCB | H749086411952 | Cart-J | S894
6 FR Expo Modified AR | H74908641892 | Cart-J | S902 Location: Cart F
6 FR Expo MPA2 100 cm | H749086411210 | Cart-J | S892
6 FR Expo Pigtail -Straight | H74908641402 | Cart-J | S900
6 FR Expo RCB | H749086411902 | Cart-J | S893
6 FR Impulse AL1 | H74916599962 | Cart-J
6 FR Impulse AL2 | H74916599982 | Cart-J
6 FR Impulse AL3 | H749165991002 | Cart-J | Location: Cart F
6 FR Impulse AR MOD | H74916599892 | Cart-J
6 FR Impulse FL3.5 | H74916599212 | Cart-J
6 FR Impulse FL4 100cm | H74916599222 | Cart-J
6 FR Impulse FL5 100cm | H74916599242 | Cart-J
6 FR Impulse FL6 | H74916599252 | Cart-J
6 FR Impulse FR3.5 | H74916599012 | Cart-J
6 FR Impulse FR6 | H74916599042 | Cart-J
6 FR Impulse IM | H749165992012 | Cart-J
6 FR Impulse JR5 | H74916599032 | Cart-J
6 FR Impulse LCB | H749165991952 | Cart-J
6 FR Impulse MPA1 100 cm | H749165991172 | Cart-J
6 FR IMPULSE MPA2 100 cm | H749165991212 | Cart-J
6 FR Impulse PIG 110cm | H74916599402 | Cart-J
6 FR Impulse Pigtail 125cm | H749165992152 | Cart-J | S2132
6 FR Impulse RCB | H749165991902 | Cart-J
7 FR Terumo Pinnacle TIF | 10-2533 | Cart-J | S4255 Location: Cart J-2
8 FR Terumo Pinnacle TIF | RSS802 | Cart-J | S3627 Location: Cart J-3
8 FR Terumo Pinnacle TIF | 10-2534 | Cart-J | S1706
9 FR Terumo Pinnacle TIF | RSS902 | Cart-J | S1707 Old number RSB90N10MP
6 FR Arrow 24 cm | CL-07624 | Cart-K | S1570
6 FR Brite -Tip 23 cm | F89-401623M | Cart-K | S1349
6 FR Brite-Tip 45 cm | F89-401645M | Cart-K | S1350 Old number under Cardinal 401-645M Changed Feb 22, 2023
6 FR Brite-Tip 90 cm | 401690M | Cart-K | S1351
7 FR Arrow 24 cm | CL-07724 | Cart-K
7 FR Arrow 45 cm | CL-07745 | Cart-K | S4892
7 FR Brite-Tip 23 cm | F89-401723M | Cart-K | S1352
7 FR Brite-Tip 45 cm | F89-401745M | Cart-K | S1353 Old # 401-745M under Cardinal, changed Feb 22, 2023
7 FR Brite-Tip 55 cm | F89-401755M | Cart-K
7 FR Brite-Tip 90 cm | 401790M | Cart-K | S1354
8 FR Brite-Tip 23 cm | F89401823M | Cart-K | S1355
8 FR Brite-Tip 45 cm | F89401845M | Cart-K | S1356
9 FR Arrow Flex 65 cm | CL-07965 | Cart-K
Argon Axcess 45 cm MP sheath | 191745 | Cart-K | S3945
Argon Axcess 98 cm MP sheath | 191798 | Cart-K | S3944
Biopal 7 FR 104 cm biopsy forcep | F89-502400B | Cart-K | S3936
Biopal 7 Fr 50 cm biopsy forcep | F89-502402B | Cart-K | S3937
CATHETER INTERMITTENT APOGEE 14FR 16INCHES | 11416 | Cart-K | K-7
CATHETER SUCTION 12FR STRAIGHT W/VALVE | 401221 | Cart-K | K-1
CATHETER SUCTION W/ CONTROL STRAIGHT PLASTIC 16FRX22IN | 50-1016 | Cart-K | K-3
CATHETER SUCTION W/CONTROL 14FR 22IN | 401421 | Cart-K | K-2
CATHETER URETHRAL FOLEY 2 WAY 12FR 5CC BALLOON HYDROGEL LATE | 226512 | Cart-K | K-4
CATHETER URETHRAL FOLEY 2 WAY 14FR 5CC BALLOON HYDROGEL LATE | 226514 | Cart-K | K-5
CATHETER URETHRAL FOLEY 2 WAY 16FR 5CC BALLOON HYDROGEL LATE | 226516 | Cart-K | K-6
(Swan) .025 J 150 cm/3 mm J | 395559 | Cart-L | S1348
.035 Terumo Glidewire .035 150cm/3 mm J | GR3506 | Cart-L | S1692
.035 x 260 cm 3 J exchange wire | G00517 | Cart-L | S3248
.038 J 145 cm/3 mm J-Tip | G00541 | Cart-L | S1732
Abbott Co-Pilot guidewire accessory kit | 1003330 | Cart-L | S3961
CABLE/LEAD EPG VENTRICULAR SAFETY TEMPORARY PACING CAPSURE V | 5433V | Cart-L | L-5
CAP INTRAVENOUS (DEAD END) RED | 179-MX49101 | Cart-L | L-29
CAP STRIP LUER MALE DISINFECTING CUROS | 355-CM5-200R | Cart-L | L-50
CARTRIDGE HIGH RANGE ACTIVATED CLOTTING TIME | 402-03 | Cart-L | L-15
CATH 7.0 FR Baxter Swan-Ganz TD 110cm | 131F7 | Cart-L | S1022
CCU 7.5 FR Baxter Swan-Ganz VIP 110cm | 831F75 | Cart-L | S1521
COVER LIGHT HANDLE TRUTEST SINGLE | T1606LK601 | Cart-L | L-53
DEVICE INFLATION ENCORE 26 | H74904526011 | Cart-L | L-101
DEVICE TORQUE FOR GUIDEWIRE .010-.038IN TERUMO | TD01 | Cart-L | L-23
DISC FEMORAL HEMOSTASIS U-VIEW SMALL OVAL | IH U OS003/25 | Cart-L | L-54
DRAIN PENROSE RADIOPAQUE ARGYLE 3/4X18IN LATEX | 8888515601 | Cart-L | L-26
DRESSING ALGINATE KALTOSTAT 5X5CM | 168210 | Cart-L | L-3
DRESSING GAUZE SPONGE 2X2IN 12 PLY 20/PK | BOW10011 | Cart-L | L-70
DRESSING GAUZE SPONGE COTTON WOVEN 12PLY 10X10CM | DUP82410 | Cart-L | L-72
DRESSING GAUZE SPONGE SYNTHETIC NON-WOVEN 4PLY 5X5CM | DUP84122 | Cart-L | L-28
DRESSING TEGADERM TRANSPARENT FILM 2-3/8X2-3/4IN | 355-1624W | Cart-L | L-25
DRESSING TEGADERM TRANSPARENT FILM 4X4-3/4IN | 355-1626W | Cart-L | L-24
DRESSING TEGADERM TRANSPARENT FILM 6X8IN | 355-1628 | Cart-L | L-2
Encore 26 Inflation Device | H74904526011 | Cart-L
Endeflator Boston Scientific | H7490452601 | Cart-L | S876
GEL AQUASONIC ULTRASONIC HIGH VISCOUS 20GM | 30936127 | Cart-L | L-4
Glidewire .038 x 150 3J (1) | GR3806 | Cart-L | S3249 Used in TAVI
GLOVE SURGICAL SENSICARE NEOPRENE POWDER FREE 5.5 | MSG6355 | Cart-L | L-88
GLOVE SURGICAL SENSICARE NEOPRENE POWDER FREE 6.0 | MSG6360 | Cart-L | L-89
GLOVE SURGICAL SENSICARE NEOPRENE POWDER FREE 7.5 | MSG6375 | Cart-L | L-92
GLOVE SURGICAL SENSICARE NEOPRENE POWDER FREE 8.0 | MSG6380 | Cart-L | L-93
GLOVE SURGICAL TRIUMPH LT POWDER FREE 7.5 LATEX | MDS108075LT | Cart-L | L-79
GLOVE SURGICAL TRIUMPH LT POWDER FREE 8.0 LATEX | MDS108080LT | Cart-L | L-80
GOWN SURGICAL SMARTSLEEVE LEVEL 4 XLARGE | A9041 | Cart-L | L-100
INJECTION SYSTEM ACCESSORIES AVA 500 HCS SHEATH FOR HAND HEL | AVA 500 HCS | Cart-L | L-55
IV CATH NEXIVA SP AND MZ 18G X 1.25 IN PV 0.5ML FR 84 ML MIN | 333-383559 | Cart-L | L-45
IV CATH NEXIVA SP AND MZ 20G X 1.25 IN PV 0.5 ML FR 8 ML MIN | 333-383557 | Cart-L | L-46
IV CATH NEXIVA SP AND MZ 22G X 1.0 IN PV 0.3 ML FR 33 ML MIN | 333-383552 | Cart-L | L-47
IV START KIT | 85-2813 | Cart-L | L-1
KIT TRANSDUCER WITH 72IN VAMP BLOOD SAMPLING SYSTEM WITH ARM | PXVMP172 | Cart-L | L-12
Medrad Hand Injection Controller (use if disposed) | AVA 500 HC | Cart-L
Medrad Hand Injection Sheath | AVA 500 HCS | Cart-L
Merit Co-Pilot guidewire accessory kit | MAP802 | Cart-L | S5456
NEEDLE 18GA 1-1/2IN FILTER BLUNT 5 MICRON | 333-305211 | Cart-L | L-43
NEEDLE BLUNT FILL 18GAX1.5IN | 348-110021 | Cart-L | L-42
NEEDLE SAFETY AUTOSHIELD DUO PEN INSULIN 30G 5MM | 333-329505 | Cart-L | L-44
NEEDLE SAFETY ECLIPSE 21GX1-1/2IN | 333-305765 | Cart-L | L-40
NEEDLE SAFETY ECLIPSE 25GX5/8IN | 333-305759 | Cart-L | L-41
Pacel 5 Fr Flow directed Temp pacing catheter | 401764 | Cart-L | S3701
PACK CUSTOM PTCA PREP KIT VGH | SBA30PPVGA | Cart-L | L-57
PhD Valve with Plastic Insertion | MAP803 | Cart-L
Pour Spout | MX282 | Cart-L
PREP ALCOHOL 70 PERCENT | 001-SC-APM | Cart-L | L-71
Right Heart Kit | 60700046 | Cart-L | S1470
SAFE PICO SELF FILL 23GX1IN NEEDLE | 956-616 | Cart-L | L-49
SCISSORS SURGICAL 4 1/2IN | 85-4202 | Cart-L | L-27
SET EXT 5.5IN BIFUSE 2 SLIDE CLAMP ROTATING CLAMP | 179-B1356 | Cart-L | L-66
SET INFUSION 117IN WITH CHECK VALVE PRIMING VOL 20ML NO DEHP | AL2420-0007 | Cart-L | L-86
SET INTRAVENOUS EXTENSION STANDARD BORE LUER LOCK WITH ROLL | 2C5645 | Cart-L | L-65
SET TRANSDUCER PRESSURE MONITOR SINGLE LINE 2X3-WAY STOPCOCK | PX272 | Cart-L | Cart L
Single Abbott Co-pilot | 1003331 | Cart-L | S913 *in the past was supplied by Area Supply
SOLUTION INTRAVENOUS 0.9% SODIUM CHLORIDE 1000ML | 2B1324X | Cart-L | L-105
SOLUTION INTRAVENOUS 0.9% SODIUM CHLORIDE 250ML | JB1322P | Cart-L | L-83
SOLUTION INTRAVENOUS 0.9% SODIUM CHLORIDE 500ML | JB1323 | Cart-L | L-84
SOLUTION INTRAVENOUS 0.9% SODIUM CHLORIDE MINI BAG 100MLX4 | JB1302P | Cart-L | L-82
SOLUTION INTRAVENOUS 5% DEXTROSE 50ML | JB0081P | Cart-L | L-94
SOLUTION INTRAVENOUS MIN-BAG DEXTROSE 5% 250ML | JB0062P | Cart-L | L-97
SPOUT POUR WITH CLAMP SPIKE 6IN | MX282 | Cart-L | L-87
SYRINGE CATHETER TIP 50ML STERILE SINGLE USE | 333-309620 | Cart-L | L-64
SYRINGE LUER LOCK TIP 10CC | 333-302995 | Cart-L | L-60
SYRINGE LUER LOCK TIP 20CC | 333-302830 | Cart-L | L-61
SYRINGE LUER LOCK TIP 30CC | 333-302832 | Cart-L | L-19
SYRINGE LUER LOCK TIP 50CC | 333-309653 | Cart-L | L-62
SYRINGE PICO SAFE ASPIRATOR | 956 622 | Cart-L | L-48
SYRINGE SAFETY ECLIPSE 1ML LUER LOCK 25GX5/8IN | 333-305780 | Cart-L | L-21
SYRINGE SLIP TIP 10CC | 333-303134 | Cart-L | L-22
Terumo Glidewire Straight .035 150 cm | GR3501 | Cart-L | S2828
TRANSDUCER CUSTOM PACK P/M HEART RIGHT | 338-60700046 | Cart-L | L-34
TUBING SUCTION IRRIGATION TUBESET DECLOG DIEGO ELITE | TS101DC | Cart-L | L-78
Amplatz Super Stiff .035 260cm J-Tip | M001465021 | Cart-M | S2831
Asahi Sion Blue | AHW14R004S | Cart-M | S4621
BMW Balance Middle Weight | 1001780-HC | Cart-M | S907 Location: G550/Cart M
Cross-IT XT 100 190cm | 1003309H | Cart-M | S910 Location: G550/ Cart M
Cross-IT XT 200 190cm | 1003312H | Cart-M | S911
Cross-IT XT 300 190cm | 1003315H | Cart-M | S912 Location: G550/Cart M
Cross-IT XT 400 190cm | 1003318H | Cart-M | S1781 Location: G550/Cart M
Dragonfly OPSTAR OCT | 1014651 | Cart-M | Location: G550/Cart P
Dragonfly OPTIS | C408646 | Cart-M | S4423
HD IVUS 5FR Opticross | H74939352040 | Cart-M
HD IVUS 6FR Opticross | H74939354080 | Cart-M
Pilot 150 | 1010481H | Cart-M | S1004
Pilot 150 300 cm | 1010484-H | Cart-M | S1006
Pilot 200 | 1010482H | Cart-M | S1005
Pilot 200 300 cm | 1010485-H | Cart-M | S4365
Pilot 50 | 1010480H | Cart-M | S1003 Location: G550/Cart M
Pressurewire X C12059 Wireless | C12059 | Cart-M | S4605
Samurai | H749393021902 | Cart-M | S4586
Sled bag for IVUS | H749393150100 | Cart-M
Starter Guidewire 0.038in x 150cm | M001491111 | Cart-M
Whisper Extra Support | 1011834H | Cart-M | S2287 Location: G550/Cart M
Whisper MS | 1005357H | Cart-M | S952
Wholey .035 175 cm J | WWIJ35175 | Cart-M | S4362
Onyx Frontier 2.00mm x 12mm | ONYXNG20012X | Cart-N
Onyx Frontier 2.00mm x 15mm | ONYXNG20015X | Cart-N
Onyx Frontier 2.00mm x 18mm | ONYXNG20018X | Cart-N
Onyx Frontier 2.00mm x 22mm | ONYXNG20022X | Cart-N
Onyx Frontier 2.00mm x 26mm | ONYXNG20026X | Cart-N
Onyx Frontier 2.00mm x 30mm | ONYXNG20030X | Cart-N
Onyx Frontier 2.00mm x 8 mm | ONYXNG20008X | Cart-N
Onyx Frontier 2.25mm x 12mm | ONYXNG22512X | Cart-N
Onyx Frontier 2.25mm x 15mm | ONYXNG22515X | Cart-N
Onyx Frontier 2.25mm x 18mm | ONYXNG22518X | Cart-N
Onyx Frontier 2.25mm x 22mm | ONYXNG22522X | Cart-N
Onyx Frontier 2.25mm x 26mm | ONYXNG22526X | Cart-N
Onyx Frontier 2.25mm x 30mm | ONYXNG22530X | Cart-N
Onyx Frontier 2.25mm x 34mm | ONYXNG22534X | Cart-N
Onyx Frontier 2.25mm x 38mm | ONYXNG22538X | Cart-N
Onyx Frontier 2.25mm x 8mm | ONYXNG22508X | Cart-N
Onyx Frontier 2.50mm x 12mm | ONYXNG25012X | Cart-N
Onyx Frontier 2.50mm x 15mm | ONYXNG25015X | Cart-N
Onyx Frontier 2.50mm x 18mm | ONYXNG25018X | Cart-N
Onyx Frontier 2.50mm x 22mm | ONYXNG25022X | Cart-N
Onyx Frontier 2.50mm x 26mm | ONYXNG25026X | Cart-N
Onyx Frontier 2.50mm x 30mm | ONYXNG25030X | Cart-N
Onyx Frontier 2.50mm x 34mm | ONYXNG25034X | Cart-N
Onyx Frontier 2.50mm x 38mm | ONYXNG25038X | Cart-N
Onyx Frontier 2.50mm x 8mm | ONYXNG25008X | Cart-N
Onyx Frontier 2.75mm x 12mm | ONYXNG27512X | Cart-N
Onyx Frontier 2.75mm x 15mm | ONYXNG27515X | Cart-N
Onyx Frontier 2.75mm x 18mm | ONYXNG27518X | Cart-N
Onyx Frontier 2.75mm x 22mm | ONYXNG27522X | Cart-N
Onyx Frontier 2.75mm x 26mm | ONYXNG27526X | Cart-N
Onyx Frontier 2.75mm x 30mm | ONYXNG27530X | Cart-N
Onyx Frontier 2.75mm x 34mm | ONYXNG27534X | Cart-N
Onyx Frontier 2.75mm x 38mm | ONYXNG27538X | Cart-N
Onyx Frontier 2.75mm x 8mm | ONYXNG27508X | Cart-N
Onyx Frontier 3.00mm x 12mm | ONYXNG30012X | Cart-N
Onyx Frontier 3.00mm x 15mm | ONYXNG30015X | Cart-N
Onyx Frontier 3.00mm x 18mm | ONYXNG30018X | Cart-N
Onyx Frontier 3.00mm x 22mm | ONYXNG30022X | Cart-N
Onyx Frontier 3.00mm x 26mm | ONYXNG30026X | Cart-N
Onyx Frontier 3.00mm x 30mm | ONYXNG30030X | Cart-N
Onyx Frontier 3.00mm x 34mm | ONYXNG30034X | Cart-N
Onyx Frontier 3.00mm x 38mm | ONYXNG30038X | Cart-N
Onyx Frontier 3.00mm x 8mm | ONYXNG30008X | Cart-N
Onyx Frontier 3.50mm x 12mm | ONYXNG35012X | Cart-N
Onyx Frontier 3.50mm x 15mm | ONYXNG35015X | Cart-N
Onyx Frontier 3.50mm x 18mm | ONYXNG35018X | Cart-N
Onyx Frontier 3.50mm x 22mm | ONYXNG35022X | Cart-N
Onyx Frontier 3.50mm x 26mm | ONYXNG35026X | Cart-N
Onyx Frontier 3.50mm x 30mm | ONYXNG35030X | Cart-N
Onyx Frontier 3.50mm x 34mm | ONYXNG35034X | Cart-N
Onyx Frontier 3.50mm x 38mm | ONYXNG35038X | Cart-N
Onyx Frontier 3.50mm x 8mm | ONYXNG35008X | Cart-N
Onyx Frontier 4.00mm x 12mm | ONYXNG40012X | Cart-N
Onyx Frontier 4.00mm x 15mm | ONYXNG40015X | Cart-N
Onyx Frontier 4.00mm x 18mm | ONYXNG40018X | Cart-N
Onyx Frontier 4.00mm x 22mm | ONYXNG40022X | Cart-N
Onyx Frontier 4.00mm x 26mm | ONYXNG40026X | Cart-N
Onyx Frontier 4.00mm x 30mm | ONYXNG40030X | Cart-N
Onyx Frontier 4.00mm x 34mm | ONYXNG40034X | Cart-N
Onyx Frontier 4.00mm x 38mm | ONYXNG40038X | Cart-N
Onyx Frontier 4.00mm x 8mm | ONYXNG40008X | Cart-N
Onyx Frontier 4.50mm x 12mm | ONYXNG45012X | Cart-N
Onyx Frontier 4.50mm x 15mm | ONYXNG45015X | Cart-N
Onyx Frontier 4.50mm x 18mm | ONYXNG45018X | Cart-N
Onyx Frontier 4.50mm x 22mm | ONYXNG45022X | Cart-N
Onyx Frontier 4.50mm x 26mm | ONYXNG45026X | Cart-N
Onyx Frontier 4.50mm x 30mm | ONYXNG45030X | Cart-N
Onyx Frontier 5.00mm x 12mm | ONYXNG50012X | Cart-N
Onyx Frontier 5.00mm x 15mm | ONYXNG50015X | Cart-N
Onyx Frontier 5.00mm x 18mm | ONYXNG50018X | Cart-N
Onyx Frontier 5.00mm x 22mm | ONYXNG50022X | Cart-N
Onyx Frontier 5.00mm x 26mm | ONYXNG50026X | Cart-N
Onyx Frontier 5.00mm x 30mm | ONYXNG50030X | Cart-N
Resolute Onyx 2.25 x 12 mm | RONYX22512X | Cart-N
Resolute Onyx 2.25 x 15 mm | RONYX22515X | Cart-N
Resolute Onyx 2.25 x 18 mm | RONYX22518X | Cart-N
Resolute Onyx 2.25 x 22 mm | RONYX22522X | Cart-N
Resolute Onyx 2.25 x 26mm | RONYX22526X | Cart-N
Resolute Onyx 2.25 x 30 mm | RONYX22530X | Cart-N
Resolute Onyx 2.25 x 34 mm | RONYX22534X | Cart-N
Resolute Onyx 2.25 x 8 mm | RONYX22508X | Cart-N
Resolute Onyx 2.50 x 12 mm | RONYX25012X | Cart-N
Resolute Onyx 2.50 x 15 mm | RONYX25015X | Cart-N
Resolute Onyx 2.50 x 18 mm | RONYX25018X | Cart-N
Resolute Onyx 2.50 x 22 mm | RONYX25022X | Cart-N
Resolute Onyx 2.50 x 26 mm | RONYX25026X | Cart-N
Resolute Onyx 2.50 x 30 mm | RONYX25030X | Cart-N
Resolute Onyx 2.50 x 34 mm | RONYX25034X | Cart-N
Resolute Onyx 2.50 x 38 mm | RONYX25038X | Cart-N
Resolute Onyx 2.50 x 8 mm | RONYX25008X | Cart-N
Resolute Onyx 2.75 x 12 mm | RONYX27512X | Cart-N
Resolute Onyx 2.75 x 15 mm | RONYX27515X | Cart-N
Resolute Onyx 2.75 x 18 mm | RONYX27518X | Cart-N
Resolute Onyx 2.75 x 22 mm | RONYX27522X | Cart-N
Resolute Onyx 2.75 x 26 mm | RONYX27526X | Cart-N
Resolute Onyx 2.75 x 30 mm | RONYX27530X | Cart-N
Resolute Onyx 2.75 x 34 mm | RONYX27534X | Cart-N
Resolute Onyx 2.75 x 38 mm | RONYX27538X | Cart-N
Resolute Onyx 2.75 x 8 mm | RONYX27508X | Cart-N
Resolute Onyx 3.00 x 12 mm | RONYX30012X | Cart-N
Resolute Onyx 3.00 x 15 mm | RONYX30015X | Cart-N
Resolute Onyx 3.00 x 18 mm | RONYX30018X | Cart-N
Resolute Onyx 3.00 x 22 mm | RONYX30022X | Cart-N
Resolute Onyx 3.00 x 26 mm | RONYX30026X | Cart-N
Resolute Onyx 3.00 x 30 mm | RONYX30030X | Cart-N
Resolute Onyx 3.00 x 34 mm | RONYX30034X | Cart-N
Resolute Onyx 3.00 x 38 mm | RONYX30038X | Cart-N
Resolute Onyx 3.00 x 8 mm | RONYX30008X | Cart-N
Resolute Onyx 3.50 x 12 mm | RONYX35012X | Cart-N
Resolute Onyx 3.50 x 15 mm | RONYX35015X | Cart-N
Resolute Onyx 3.50 x 18 mm | RONYX35018X | Cart-N
Resolute Onyx 3.50 x 22 mm | RONYX35022X | Cart-N
Resolute Onyx 3.50 x 26 mm | RONYX35026X | Cart-N
Resolute Onyx 3.50 x 30 mm | RONYX35030X | Cart-N
Resolute Onyx 3.50 x 34 mm | RONYX35034X | Cart-N
Resolute Onyx 3.50 x 38 mm | RONYX35038X | Cart-N
Resolute Onyx 3.50 x 8 mm | RONYX35008X | Cart-N
Resolute Onyx 4.00 x 12 mm | RONYX40012X | Cart-N
Resolute Onyx 4.00 x 15 mm | RONYX40015X | Cart-N
Resolute Onyx 4.00 x 18 mm | RONYX40018X | Cart-N
Resolute Onyx 4.00 x 22 mm | RONYX40022X | Cart-N
Resolute Onyx 4.00 x 26 mm | RONYX40026X | Cart-N
Resolute Onyx 4.00 x 30 mm | RONYX40030X | Cart-N
Resolute Onyx 4.00 x 34 mm | RONYX40034X | Cart-N
Resolute Onyx 4.00 x 38 mm | RONYX40038X | Cart-N
Resolute Onyx 4.00 x 8 mm | RONYX40008X | Cart-N
Resolute Onyx 4.50 x 12 mm | RONYX45012X | Cart-N | S5023
Resolute Onyx 4.50 x 15 mm | RONYX45015X | Cart-N | S5024
Resolute Onyx 4.50 x 18 mm | RONYX45018X | Cart-N | S5025
Resolute Onyx 5.00 x 12 mm | RONYX50012X | Cart-N | S5026
Resolute Onyx 5.00 x 15 mm | RONYX50015X | Cart-N | S5027
Resolute Onyx 5.00 x 18 mm | RONYX50018X | Cart-N | S5028
XIENCE PRO A 2.25 x 12 mm | 1128225-12 | Cart-N | S5290
XIENCE PRO A 2.25 x 15 mm | 1128225-15 | Cart-N
XIENCE PRO A 2.25 x 18 mm | 1128225-18 | Cart-N | S5302
XIENCE PRO A 2.25 x 23 mm | 1128225-23 | Cart-N
XIENCE PRO A 2.25 x 28 mm | 1128225-28 | Cart-N | S5314
XIENCE PRO A 2.25 x 8 mm | 1128225-08 | Cart-N | S5283
XIENCE PRO A 2.50 x 12 mm | 1128250-12 | Cart-N | S5291
XIENCE PRO A 2.50 x 15 mm | 1128250-15 | Cart-N
XIENCE PRO A 2.50 x 18 mm | 1128250-18 | Cart-N | S5303
XIENCE PRO A 2.50 x 23 mm | 1128250-23 | Cart-N | S5309
XIENCE PRO A 2.50 x 28 mm | 1128250-28 | Cart-N | S5315
XIENCE PRO A 2.50 x 33 mm | 1128250-33 | Cart-N | S5320
XIENCE PRO A 2.50 x 38 mm | 1128250-38 | Cart-N | S5325
XIENCE PRO A 2.50 x 8 mm | 1128250-08 | Cart-N | S5284
XIENCE PRO A 2.75 x 12 mm | 1128275-12 | Cart-N | S5292
XIENCE PRO A 2.75 x 15 mm | 1128275-15 | Cart-N | S5300
XIENCE PRO A 2.75 x 18 mm | 1128275-18 | Cart-N | S5304
XIENCE PRO A 2.75 x 23 mm | 1128275-23 | Cart-N | S5310
XIENCE PRO A 2.75 x 28 mm | 1128275-28 | Cart-N | S5319
XIENCE PRO A 2.75 x 33 mm | 1128275-33 | Cart-N | S5321
XIENCE PRO A 2.75 x 38 mm | 1128275-38 | Cart-N | S5326
XIENCE PRO A 2.75 x 8 mm | 1128275-08 | Cart-N | S5288
XIENCE PRO A 3.00 x 12 mm | 1128300-12 | Cart-N | S5293
XIENCE PRO A 3.00 x 15 mm | 1128300-15 | Cart-N | S5298
XIENCE PRO A 3.00 x 18 mm | 1128300-18 | Cart-N | S5305
XIENCE PRO A 3.00 x 23 mm | 1128300-23 | Cart-N | S5311
XIENCE PRO A 3.00 x 28 mm | 1128300-28 | Cart-N | S5316
XIENCE PRO A 3.00 x 33 mm | 1128300-33 | Cart-N | S5322
XIENCE PRO A 3.00 x 38 mm | 1128300-38 | Cart-N | S5327
XIENCE PRO A 3.00 x 8 mm | 1128300-08 | Cart-N | S5285
XIENCE PRO A 3.50 x 12 mm | 1128350-12 | Cart-N | S5294
XIENCE PRO A 3.50 x 15 mm | 1128350-15 | Cart-N | S5299
XIENCE PRO A 3.50 x 18 mm | 1128350-18 | Cart-N | S5307
XIENCE PRO A 3.50 x 23 mm | 1128350-23 | Cart-N | S5312
XIENCE PRO A 3.50 x 28 mm | 1128350-28 | Cart-N | S5317
XIENCE PRO A 3.50 x 33 mm | 1128350-33 | Cart-N | S5323
XIENCE PRO A 3.50 x 38 mm | 1128350-38 | Cart-N | S5328
XIENCE PRO A 3.50 x 8 mm | 1128350-08 | Cart-N | S5287
XIENCE PRO A 4.00 x 12 mm | 1128400-12 | Cart-N | S5295
XIENCE PRO A 4.00 x 15 mm | 1128400-15 | Cart-N | S5301
XIENCE PRO A 4.00 x 18 mm | 1128400-18 | Cart-N | S5306
XIENCE PRO A 4.00 x 23 mm | 1128400-23 | Cart-N | S5313
XIENCE PRO A 4.00 x 28 mm | 1128400-28 | Cart-N | S5318
XIENCE PRO A 4.00 x 33 mm | 1128400-33 | Cart-N | S5324
XIENCE PRO A 4.00 x 38 mm | 1128400-38 | Cart-N | S5329
XIENCE PRO A 4.00 x 8 mm | 1128400-08 | Cart-N | S5289
Xience Pro-S 2.25mm x 15mm | 1558225-15 | Cart-N
Xience Pro-S 2.25mm x 18mm | 1558225-18 | Cart-N
Xience Pro-S 2.25mm x 23mm | 1558225-23 | Cart-N | Location:G550/Cart N
Xience Pro-S 2.25mm x 28mm | 1558225-28 | Cart-N
Xience Pro-S 2.50mm x 12mm | 1558250-12 | Cart-N
Xience Pro-S 2.50mm x 15mm | 1558250-15 | Cart-N | Location: G550/Cart N
Xience Pro-S 2.50mm x 18mm | 1558250-18 | Cart-N | Location: G550/Cart N
Xience Pro-S 2.50mm x 23mm | 1558250-23 | Cart-N | Location: G550/Cart N
Xience Pro-S 2.50mm x 28mm | 1558250-28 | Cart-N
Xience Pro-S 2.50mm x 33mm | 1558250-33 | Cart-N
Xience Pro-S 2.50mm x 38mm | 1558250-38 | Cart-N
Xience Pro-S 2.50mm x 8mm | 1558250-08 | Cart-N
Xience Pro-S 2.75mm x 15mm | 1558275-15 | Cart-N | Location: G550/Cart N
Xience Pro-S 2.75mm x 18mm | 1558275-18 | Cart-N | Location: G550/Cart N
Xience Pro-S 2.75mm x 23mm | 1558275-23 | Cart-N | Location: G550/Cart N
Xience Pro-S 2.75mm x 28mm | 1558275-28 | Cart-N
Xience Pro-S 2.75mm x 33mm | 1558275-33 | Cart-N | Location: G550/Cart N
Xience Pro-S 2.75mm x 38mm | 1558275-38 | Cart-N
Xience Pro-S 2.75mm x 8mm | 1558275-08 | Cart-N
Xience Pro-S 3.00mm x 12mm | 1558300-12 | Cart-N
Xience Pro-S 3.00mm x 15mm | 1558300-15 | Cart-N | Location: G550/Cart O
Xience Pro-S 3.00mm x 18mm | 1558300-18 | Cart-N | Location: G550/Cart N
Xience Pro-S 3.00mm x 23mm | 1558300-23 | Cart-N
Xience Pro-S 3.00mm x 28mm | 1558300-28 | Cart-N
Xience Pro-S 3.00mm x 33mm | 1558300-33 | Cart-N
Xience Pro-S 3.00mm x 38mm | 1558300-38 | Cart-N
Xience Pro-S 3.00mm x 8mm | 1558300-08 | Cart-N
Xience Pro-S 3.50mm x 12mm | 1558350-12 | Cart-N
Xience Pro-S 3.50mm x 15mm | 1558350-15 | Cart-N | Location: G550/Cart N
Xience Pro-S 3.50mm x 18mm | 1558350-18 | Cart-N | Location: G550/Cart N
Xience Pro-S 3.50mm x 23mm | 1558350-23 | Cart-N | Location: G550/Cart N
Xience Pro-S 3.50mm x 28mm | 1558350-28 | Cart-N | Location: G550/Cart N
Xience Pro-S 3.50mm x 33mm | 1558350-33 | Cart-N
Xience Pro-S 3.50mm x 38mm | 1558350-38 | Cart-N
Xience Pro-S 3.50mm x 8mm | 1558350-08 | Cart-N
Xience Pro-S 4.00mm x 12mm | 1558400-12 | Cart-N
Xience Pro-S 4.00mm x 15mm | 1558400-15 | Cart-N | Location: G550/Cart N
Xience Pro-S 4.00mm x 18mm | 1558400-18 | Cart-N | Location: G550/Cart N
Xience Pro-S 4.00mm x 23mm | 1558400-23 | Cart-N | Location: G550/Cart N
Xience Pro-S 4.00mm x 28mm | 1558400-28 | Cart-N
Xience Pro-S 4.00mm x 33mm | 1558400-33 | Cart-N
Xience Pro-S 4.00mm x 38mm | 1558400-38 | Cart-N
Xience Pro-S 4.00mm x 8mm | 1558400-08 | Cart-N
Xience Skypoint 2.50mm x 12mm | 1804250-12 | Cart-N
Xience Skypoint 2.50mm x 18mm | 1804250-18 | Cart-N
Xience Skypoint 2.50mm x 28mm | 1804250-28 | Cart-N
Xience Skypoint 2.50mm x 38mm | 1804250-38 | Cart-N
Xience Skypoint 3.00mm x 12mm | 1804300-12 | Cart-N
Xience Skypoint 3.00mm x 15mm | 1804300-15 | Cart-N
Xience Skypoint 3.00mm x 18mm | 1804300-18 | Cart-N
Xience Skypoint 3.00mm x 23mm | 1804300-23 | Cart-N
Xience Skypoint 3.00mm x 28mm | 1804300-28 | Cart-N
Xience Skypoint 3.00mm x 38mm | 1804300-38 | Cart-N
Xience Skypoint 3.50mm x 12mm | 1804350-12 | Cart-N
Xience Skypoint 3.50mm x 15mm | 1804350-15 | Cart-N
Xience Skypoint 3.50mm x 18mm | 1804350-18 | Cart-N
Xience Skypoint 3.50mm x 23mm | 1804350-23 | Cart-N
Xience Skypoint 3.50mm x 28mm | 1804350-28 | Cart-N
Xience Skypoint 3.50mm x 38mm | 1804350-38 | Cart-N
Xience Skypoint 4.00mm x 12mm | 1804400-12 | Cart-N
Xience Skypoint 4.00mm x 28mm | 1804400-28 | Cart-N
Xience Skypoint 4.00mm x 38mm | 1804400-38 | Cart-N
Emerge 1.20 x 12 mm | H7493918912120 | Cart-O | S4946
Emerge 1.20 x 15 mm | H7493918915120 | Cart-O | S4999
Emerge 1.20 x 20 mm | H7493918920120 | Cart-O | S4959
Emerge 1.20 x 8 mm | H749391890812 | Cart-O
Emerge 1.50 x 15 mm | H7493918915150 | Cart-O | S4954
Emerge 1.50 x 20 mm | H7493918920150 | Cart-O | S4960
Emerge 2.00 x 12 mm | H7493918912200 | Cart-O | S4948
Emerge 2.00 x 15 mm | H7493918915200 | Cart-O | S4955
Emerge 2.00 x 20 mm | H7493918920200 | Cart-O | S4961
Emerge 2.00 x 30 mm | H7493918930200 | Cart-O | S4966
Emerge 2.50 x 15 mm | H7493918915250 | Cart-O | S4956
Emerge 2.50 x 20 mm | H7493918920250 | Cart-O | S4962
Emerge 2.50 x 30 mm | H7493918930250 | Cart-O | S4967
Emerge 3.00 x 15 mm | H7493918915300 | Cart-O | S4957
Emerge 3.00 x 20 mm | H7493918920300 | Cart-O | S4963
Emerge 3.00 x 30 mm | H7493918930300 | Cart-O | S4968
Emerge 3.50 x 12 mm | H7493918912350 | Cart-O | S4952
Emerge 3.50 x 15 mm | H7493918915350 | Cart-O | S4958
Emerge 3.50 x 20 mm | H7493918920350 | Cart-O | S4964
Emerge 3.50 x 30 mm | H7493918930350 | Cart-O | S4926
Emerge 4.00 x 12 mm | H7493918912400 | Cart-O | S4953
Emerge 4.00 x 20 mm | H7493918920400 | Cart-O | S4965
Emerge OTW 1.5 x 12 mm | H7493919112150 | Cart-O | S5075
Emerge OTW 1.5 x 15 mm | 39195-15150 | Cart-O | S4799
Emerge OTW 1.5 x 8 mm | H7493919508150 | Cart-O | S4800
Emerge OTW 1.5 x 8 mm | H7493919108150 | Cart-O | S5015
Emerge OTW 2.0 x 12 mm | H7493919112200 | Cart-O | S4801
Emerge OTW 2.0 x 15 mm | 39195-15200 | Cart-O | S4802
Emerge OTW 2.0 x 8 mm | H7493919508200 | Cart-O | S4803
Mini-Trek 2.0 x 15 mm | 1012270-15 | Cart-O | S4858
Mini-Trek 2.0 x 20 mm | 1012270-20 | Cart-O | S4859
Mini-Trek OTW 1.5 x 15 mm | 1012402-15A | Cart-O | S4762
NC Emerge 2.00 x 15 mm | H7493926715200 | Cart-O | S5360
NC Emerge 2.00 x 8 mm | H7493926708200 | Cart-O | S5359
NC Emerge 2.50 x 15 mm | H7493926715250 | Cart-O | S4678
NC Emerge 2.50 x 8 mm | H7493926708250 | Cart-O | S5218
NC Emerge 2.75 x 15 mm | H7493926715270 | Cart-O | S4679
NC Emerge 2.75 x 8 mm | H7493926708270 | Cart-O | S5190
NC Emerge 3.00 x 12 mm | H7493926712300 | Cart-O | S5168
NC Emerge 3.00 x 15 mm | H7493926715300 | Cart-O | S4657
NC Emerge 3.00 x 6 mm | H7493926706300 | Cart-O | S5158
NC Emerge 3.00 x 8 mm | H7493926708300 | Cart-O | S4682
NC Emerge 3.25 x 15 mm | H7493926715320 | Cart-O | S4786
NC Emerge 3.50 x 15 mm | H7493926715350 | Cart-O | S4658
NC Emerge 3.50 x 6 mm | H7493926706350 | Cart-O | S5141
NC Emerge 3.50 x 8 mm | H7493926708350 | Cart-O | S5178
NC Emerge 4.00 x 15 mm | H7493926715400 | Cart-O | S4683
NC Emerge 4.00 x 20 mm | H7493926720400 | Cart-O | S4937
NC Emerge 4.00 x 6 mm | H7493926706400 | Cart-O | S5079
NC Emerge 4.00 x 8 mm | H7493926708400 | Cart-O | S4677
NC Emerge 4.50 x 15 mm | H7493926715450 | Cart-O | S5083
NC Emerge 4.50 x 20 mm | H7493926720450 | Cart-O | S4936
NC Emerge 4.50 x 6 mm | H7493926706450 | Cart-O
NC Emerge 4.50 x 8 mm | H7493926708450 | Cart-O | S4569
NC Emerge 5.00 x 15 mm | H7493926715500 | Cart-O | S4938
NC Emerge 5.00 x 20 mm | H7493926720500 | Cart-O | S4941
NC Emerge 5.00 x 6 mm | H7493926706500 | Cart-O
NC Emerge 5.00 x 8 mm | H7493926708500 | Cart-O | S4592
NC Emerge 5.50 x 15 mm | H7493926715550 | Cart-O | S4973
NC Emerge 5.50 x 20 mm | H7493926720550 | Cart-O | S4970
NC Emerge 5.50 x 8 mm | h7493926708550 | Cart-O | S4934
NC Emerge 6.00 x 15 mm | H7493926715600 | Cart-O | S4972
NC Emerge 6.00 x 20 mm | H7493926720600 | Cart-O | S4942
NC Emerge 6.00 x 8 mm | H7493926708600 | Cart-O | S4935
NC Solarice 2.00 x 15 mm | NCSLC2015X | Cart-O
NC Solarice 2.00 x 20 mm | NCSLC2020X | Cart-O
NC Solarice 2.00 x 8 mm | NCSLC2008X | Cart-O
NC Solarice 2.50 x 15 mm | NCSLC2520X | Cart-O
NC Solarice 2.50 x 15 mm | NCSLC2515X | Cart-O
NC Solarice 2.50 x 8 mm | NCSLC2508X | Cart-O
NC Solarice 2.75 x 15 mm | NCSLC27515X | Cart-O
NC Solarice 2.75 x 8 mm | NCSLC27508X | Cart-O
NC Solarice 3.00 x 15 mm | NCSLC3015X | Cart-O
NC Solarice 3.00 x 6 mm | NCSLC3006X | Cart-O
NC Solarice 3.00 x 8 mm | NCSLC3008X | Cart-O
NC Solarice 3.25 x 15 mm | NCSLC32515X | Cart-O
NC Solarice 3.25 x 8 mm | NCSLC32508X | Cart-O
NC Solarice 3.50 x 15 mm | NCSLC3515X | Cart-O
NC Solarice 3.50 x 8 mm | NCSLC3508X | Cart-O
NC Solarice 3.75 x 15 mm | NCSLC37515X | Cart-O
NC Solarice 3.75 x 8 mm | NCSLC37508X | Cart-O
NC Solarice 4.00 x 15 mm | NCSLC4015X | Cart-O
NC Solarice 4.00 x 20 mm | NCSLC4020X | Cart-O
NC Solarice 4.00 x 6 mm | NCSLC4006X | Cart-O
NC Solarice 4.00 x 8 mm | NCSLC4008X | Cart-O
NC Solarice 4.50 x 15 mm | NCSLC4515X | Cart-O
NC Solarice 4.50 x 20 mm | NCSLC4520X | Cart-O
NC Solarice 5.00 x 15 mm | NCSLC5015X | Cart-O
NC Trek 3.75 x 8 mm | 1012452-08 | Cart-O | S4778
NC Trek NEO 2.00 x 15 mm | 1400200-15 | Cart-O
NC Trek NEO 2.00 x 20 mm | 1400200-20 | Cart-O
NC Trek NEO 2.00 x 8 mm | 1400200-08 | Cart-O
NC Trek NEO 2.50 x 15 mm | 1400250-15 | Cart-O
NC Trek NEO 2.50 x 8 mm | 1400250-08 | Cart-O
NC Trek NEO 2.75 x 15 mm | 1400275-15 | Cart-O
NC Trek NEO 2.75 x 8 mm | 1400275-08 | Cart-O
NC Trek NEO 3.00 x 15 mm | 1400300-15 | Cart-O
NC Trek NEO 3.00 x 20mm | 1400300-20 | Cart-O
NC Trek NEO 3.00 x 6 mm | 1400300-06 | Cart-O
NC Trek NEO 3.00 x 8 mm | 1400300-08 | Cart-O
NC Trek NEO 3.25 x 15 mm | 1400325-15 | Cart-O
NC Trek NEO 3.25 x 8 mm | 1400325-08 | Cart-O
NC Trek NEO 3.50 x 15 mm | 1400350-15 | Cart-O
NC Trek NEO 3.50 x 6 mm | 1400350-06 | Cart-O
NC Trek NEO 3.50 x 8 mm | 1400350-08 | Cart-O
NC Trek NEO 3.75 x 15 mm | 1400375-15 | Cart-O
NC Trek NEO 3.75 x 8 mm | 1400375-08 | Cart-O
NC Trek NEO 4.00 x 15 mm | 1400400-15 | Cart-O
NC Trek NEO 4.00 x 20 mm | 1400400-20 | Cart-O
NC Trek NEO 4.00 x 8 mm | 1400400-08 | Cart-O
NC Trek NEO 4.50 x 15 mm | 1400450-15 | Cart-O
NC Trek NEO 4.50 x 20 mm | 1400450-20 | Cart-O
NC Trek NEO 4.50 x 8 mm | 1400450-08 | Cart-O
NC Trek NEO 5.00 x 15 mm | 1400500-15 | Cart-O
NC Trek NEO 5.00 x 20 mm | 1400500-20 | Cart-O
NC Trek NEO 5.00 x 8 mm | 1400500-08 | Cart-O
NC Trek NEO 5.50 x 20 mm | 1400550-20 | Cart-O
NC Trek NEO 6.00 x 20 mm | 1400600-20 | Cart-O
Solarice SC 1.5 x 6 mm | SLC1506 | Cart-O
Solarice SC 1.50 x 12 mm | SLC1512X | Cart-O
Solarice SC 1.50 x 15 mm | SLC1515X | Cart-O
Solarice SC 1.50 x 20 mm | SLC1520X | Cart-O
Solarice SC 2.00 x 12 mm | SLC2012X | Cart-O
Solarice SC 2.00 x 15 mm | SLC2015X | Cart-O
Solarice SC 2.00 x 20 mm | SLC2020X | Cart-O
Solarice SC 2.00 x 30 mm | SLC2030X | Cart-O
Solarice SC 2.50 x 12 mm | SLC2512X | Cart-O
Solarice SC 2.50 x 15 mm | SLC2515X | Cart-O
Solarice SC 2.50 x 20 mm | SLC2520X | Cart-O
Solarice SC 2.50 x 30 mm | SLC2530X | Cart-O
Solarice SC 3.00 x 20 mm | SLC3020X | Cart-O
Solarice SC 3.00 x 12 mm | SLC3012X | Cart-O
Solarice SC 3.00 x 15 mm | SLC3015X | Cart-O
Solarice SC 3.00 x 30 mm | SLC3030X | Cart-O
Solarice SC 3.25 x 20 mm | SLC32520X | Cart-O
Solarice SC 3.50 x 12 mm | SLC3512X | Cart-O
Solarice SC 3.50 x 15 mm | SLC3515X | Cart-O
Solarice SC 3.50 x 20 mm | SLC3520X | Cart-O
Solarice SC 3.50 x 30 mm | SLC3530X | Cart-O
Solarice SC 4.00 x 12 mm | SLC4012X | Cart-O
Solarice SC 4.00 x 20 mm | SLC4020X | Cart-O
Solarice SC 4.00 x 30 mm | SLC4030X | Cart-O
Trek 2.0 x 12 mm | 1012270-12 | Cart-O | S5214
Trek 2.50 x 12mm | 1012272-12 | Cart-O
Xience Pro-S 2.25mm x 12mm | 1558225-12 | Cart-O
Xience Pro-S 2.25mm x 8mm | 1558225-08 | Cart-O
Xience Pro-S 2.75mm x 12mm | 1558275-12 | Cart-O
Abbott CPS Universal Slitter | DS2A003 | Cart-P | S3915
Attain Hybrid Guidewire- GWR419488 bipolar 108 cm | GWR419488 | Cart-P | S2235
Attain Hybrid Guidewire OTW 419588 | GWR419588 | Cart-P | S2641
Biliary Express 5.0 x 15 x 90 | H7493791151590 | Cart-P | S2626
Biliary Express 5.0 x 19 x 90 | H74937912519900 | Cart-P | S1981
Biliary Express 6.0 x 14 x 90 | H7493791161490 | Cart-P | S1829
Biliary Express 6.0 x 18 x 90 | H74937912618900 | Cart-P | S1166
Biliary Express 7.0 x 15 x 150 | H7493791171515 | Cart-P | S2627
Biliary Express 7.0 x 15 x 90 | H7493791171590 | Cart-P | S1830
Biliary Express 7.0 x 19 x 90 | H74937912719900 | Cart-P | S1832
Bsci Universal Cutter | 7060 | Cart-P
Medtronic Adjustable Slitter | 6232ADJ | Cart-P | S4164
Medtronic Slitter Universal II | 6230UNI | Cart-P | S2870
Mustang 10.0 mm x 20 mm 135 cm | H74939171100210 | Cart-P | S5270
Mustang 10.0 mm x 40 mm 135 cm | H74939171100410 | Cart-P | S4487
Mustang 12.0 mm x 20 mm 135 cm | H74939171120210 | Cart-P
Mustang 12.0 mm x 40 mm 135 cm | H74939171120410 | Cart-P | S4488
Mustang 5.0 mm x 20 mm 135 cm | H74939171050210 | Cart-P | S5265
Mustang 6.0 mm x 20 mm 135 cm | H74939171062010 | Cart-P | S5266
Mustang 7.0 mm x 20 mm 135 cm | H74939171070210 | Cart-P | S5267
Mustang 8.0 mm x 20 mm 135 cm | H74939171080210 | Cart-P | S5268
Mustang 8.0 mm x 40 mm 135 cm | H74939171080410 | Cart-P | S4486
Mustang 9.0 mm x 20 mm 135 cm | H74939171090210 | Cart-P | S5269
Sapphire III Pro 1.0 x 10 mm | 210-103-6J | Cart-P
Sapphire III Pro 1.0 x 15 mm | 210-153-6J | Cart-P
Sapphire NC24 2.5mm x 10mm | 225-104-5J | Cart-P
Sapphire NC24 2.5mm x 15mm | 225-154-5J | Cart-P
Sapphire NC24 3.0mm x 10mm | 230-104-5J | Cart-P
Sapphire NC24 3.0mm x 15mm | 230-154-5J | Cart-P
Sapphire NC24 3.5mm x 10mm | 235-104-5J | Cart-P
Sapphire NC24 3.5mm x 15mm | 235-154-5J | Cart-P
Sealing adaptor | SSSA-EW-09 | Cart-P | S2233
Synergy Megatron OUS MR 3.50 X 12MM | H7493942712350 | Cart-P
Synergy Megatron OUS MR 3.50 X 20MM | H7493942720350 | Cart-P
Synergy Megatron OUS MR 3.50 X 24MM | H7493942724350 | Cart-P
Synergy Megatron OUS MR 3.50 X 28MM | H7493942728350 | Cart-P
Synergy Megatron OUS MR 3.50 X 32MM | H7493942732350 | Cart-P
Synergy Megatron OUS MR 3.50 X 8MM | H7493942708350 | Cart-P
Synergy Megatron OUS MR 4.00 X 12MM | H7493942712400 | Cart-P
Synergy Megatron OUS MR 4.00 X 20MM | H7493942720400 | Cart-P
Synergy Megatron OUS MR 4.00 X 24MM | H7493942724400 | Cart-P
Synergy Megatron OUS MR 4.00 X 28MM | H7493942728400 | Cart-P
Synergy Megatron OUS MR 4.00 X 32MM | H7493942732400 | Cart-P
Synergy Megatron OUS MR 4.00 X 8MM | H7493942708400 | Cart-P
Synergy Megatron OUS MR 4.50 X 12MM | H7493942712450 | Cart-P
Synergy Megatron OUS MR 4.50 X 20MM | H7493942720450 | Cart-P
Synergy Megatron OUS MR 4.50 X 8MM | H7493942708450 | Cart-P
Synergy Megatron OUS MR 5.00 X 12MM | H7493942712500 | Cart-P
Synergy Megatron OUS MR 5.00 X 20MM | H7493942720500 | Cart-P
Synergy Megatron OUS MR 5.00 X 8MM | H7493942708500 | Cart-P
Transvalvular Insertion Tool (TVI) | TVI07 | Cart-P | S2669
7001 EZ Connector Tool | 7001 EZ | Cart-Q | S4141
Accolade MRI DR | 60L311 | Cart-Q | S4553
Accolade MRI DR EL | 60L331 | Cart-Q | S4554
Accolade MRI SR | 60L310 | Cart-Q | S4551
AcQCross Qx Transseptal Needle | 900304-0020030 | Cart-Q
Acuity flushing tool 4604 | 4604 | Cart-Q | S4625 Template order item.
Acuity Spiral 4592 | 4592 | Cart-Q | S3199
Acuity steerable 4555 | 4555 | Cart-Q | S3198
Acuity Whisper View EDS Acuity J tip | 664648 | Cart-Q | S5175
Acuity Whisper View EDS Straight Tip | 664647 | Cart-Q | S5458
Acuity X4 Spiral L 4677-86 | 644677 | Cart-Q | S4458
Acuity X4 Spiral L 4677-86* | 644677 | Cart-Q
Acuity X4 Spiral S 86 cm | 4674-86 | Cart-Q | S4535
Acuity X4 straight 86 cm | 4671 | Cart-Q | S4548
Acuity X4 straight 86 cm* | 644671 | Cart-Q
Autogen CRT-D DF-1 G173 | G173 | Cart-Q | S4397
Autogen CRT-D G172 | G172 | Cart-Q | S4457
Autogen CRT-D G177 | G177 | Cart-Q | S4431
Autogen CRT-D G179 | G179 | Cart-Q | S4374
Autogen EL DR DF1 D177 | 60D177 | Cart-Q | S4339
Autogen EL DR DF4 D176 | 60D176 | Cart-Q | S4250
Autogen EL VR DF1 D175 | 60D175 | Cart-Q | S4289
Autogen EL VR DF4 D174 | 60D174 | Cart-Q | S4338
Boston Scientific Lead End Cap* | 666623 | Cart-Q | Sub for the Medtronic Lead End Cap 5867-3M
Bsci Stylet 5013 52 cm soft Taper | 665013 | Cart-Q | S4468
Bsci Torque Wrentch Bi-Directional | 6628 | Cart-Q
DF1 Lead Port Plug | 6996 | Cart-Q | S5444
Emblem Insertion Tool US | 4711 | Cart-Q | S4919
Endotak Reliance S 64cm | 0138 | Cart-Q
FINELINE II 52 CM 4470 | 644470 | Cart-Q | S1389
FINELINE II 52 CM 4470* | 644470 | Cart-Q
FINELINE II 58 CM 4471 | 644471 | Cart-Q | S1390
FINELINE II 58 CM 4471* | 644471 | Cart-Q
Guidant 64 cm Soft Stylet | 6972 | Cart-Q | S1842
Guidant Firm Stylet 64 cm 6971 | 6971 | Cart-Q | S2273
Ingevity TM+ 7840 45 cm | 647840 | Cart-Q | S5255
Ingevity TM+ 7841 52 cm | 647841 | Cart-Q | S5219
Ingevity TM+ 7842 59 cm | 647842 | Cart-Q | S5220
LV quad Acuity X4 connector tool 4625 | 4625 | Cart-Q | S4624
MOMENTUM CRT-D IS1 DF1 IS1 EU G125 | G125 | Cart-Q | S5224
MOMENTUM CRT-D IS1 DF4 IS1 EU G124 | G124 | Cart-Q | S5223
MOMENTUM EL ICD DR IS1 DF1 EU D121 | 60D121 | Cart-Q | S5222
MOMENTUM EL ICD VR IS1 DF1 EU D120 | 60D120 | Cart-Q | S5221
Momentum G138 CRT-D | G138 | Cart-Q | S5176
OSCOR VV-PLUG IS-1 Pin Plug | 667145-302 | Cart-Q | S5036
Pacemaker Accessory Wrench | 6501 | Cart-Q | S1473
Reliance 4-Front 0672 59 cm | 0672-59 | Cart-Q | S5001
Reliance 4-Front 0673 64 cm | 0673 | Cart-Q | S4991
Resonate EL DR DF4 NC A D433 | 60D433 | Cart-Q | S5018
Resonate EL VR DF4 NC A D432 | 60D432 | Cart-Q | S5017
Resonate MRI CRT-D G447 | G447 | Cart-Q | S5019
Stylet 5014 59 cm soft Taper | 665014 | Cart-Q | S4469
Stylet 64cm Straight Firm 0.016in | 6971 | Cart-Q
Stylet Atrial J Limber | 558JC | Cart-Q | S1417
TINTED FINELINE II 52 CM 4480 | 644480 | Cart-Q
TINTED FINELINE II 58 CM 4457 | 644457 | Cart-Q
TINTED Ingevity TM+ 7732 59 cm | 667732 | Cart-Q
TINTED Ingevity TM+ 7736 52 cm | 647736 | Cart-Q
Visionist CRT-P U225 | 60U225 | Cart-Q | S4910
Visionist X4 CRT-P U228 | 60U228 | Cart-Q | S4573
Adapta VDD ADVDD01 | ADVDD01 | Cart-R | S2665
Amplia CRT-D Quad IS4/DF4 DTMB2QQ | DTMB2QQ | Cart-R | S5344
Amplia CRT-D Quad IS4/DF4 DTMB2QQ* | DTMB2QQ | Cart-R
Amplia MRI CRT-D DF1/IS1 | DTMB2D1 | Cart-R | S5343
Amplia MRI CRT-D DTMB2D4 | DTMB2D4 | Cart-R | S5345
Amplia MRI CRT-D DTMB2D4* | DTMB2D4 | Cart-R
Amplia MRI Quad CRT-D DTMB2Q1 | DTMB2Q1 | Cart-R | S5346
Astra XT DR MRI SureScan | X2DR01 | Cart-R
Astra XT DR MRI SureScan* | X2DR01 | Cart-R
Attain Ability Straight 78 cm | 4396-78 | Cart-R | S3043
Attain Ability Straight 88 cm | 4396-88 | Cart-R | S3044
Attain Ablility Plus 3.5 Fr Bipolar LV lead | 4296-78 | Cart-R | S2999
Attain Ablility Plus 4296-88 | 4296-88 | Cart-R | S2884
Attain OTW 491488 | 4914-88 | Cart-R | S2215
Attain OTW bipolar 4196-78 | 4196-78 | Cart-R | S2643
Attain OTW bipolar 4196-88 | 4196-88 | Cart-R | S2645
Attain OTW bipolar LV lead- 78 cm | 4194-78 | Cart-R | S2214
Attain OTW bipolar LV lead- 88 cm | 4194-88 | Cart-R | S2236
Attain OTW unipolar LV lead- 88 cm | 4193-88 | Cart-R | S2213
Attain Performa Quad 4298-88 | 4298-88 | Cart-R | S4277
Attain Performa Quad S 4598-88 | 4598-88 | Cart-R | S4278
Attain Performa Quad Straight 4398-88 | 4398-88 | Cart-R | S4279
Attain Stability Left Ventricular Quadripolar 88CM 4798-88 | 4798-88 | Cart-R | S5371
Attain Starfix 78 cm | 4195-78 | Cart-R | S2216
Attain Starfix lead 88 cm | 4195-88 | Cart-R | S2239
Azure S DR MRI SureScan | W3DR01 | Cart-R | S5341
Azure S DR MRI* | W3DR01 | Cart-R
Azure S SR MRI SureScan | W3SR01 | Cart-R
Azure S SR MRI SureScan* | W3SR01 | Cart-R | S5334
Biotronik lead extender | 331668 | Cart-R | S3225
Capsure Novus 5076-45 | 5076-45 | Cart-R | S2996
Capsure Novus 5076-52 | 5076-52 | Cart-R | S2997
Capsure Novus 5076-58 | 5076-58 | Cart-R | S2998
Capsure Novus 5076-65 | 5076-65 | Cart-R | S3721
Claria CRT-D Quad IS1/DF1 DTMA2Q1 | DTMA2Q1 | Cart-R
EDORA 8 DR-T | 407145 | Cart-R | S4832
EDORA 8 SR-T | 407157 | Cart-R | S4981
Evera MRI VR XT Surescan | DVMB2D4 | Cart-R | S4494
Evera S DR MRI OUS IS1/DF4 DDMC3D1 | DDMC3D1 | Cart-R | S4611
Evera S DR MRI OUS Is1/DF4 DDMC3D4 | DDMC3D4 | Cart-R | S4610
Evera S MRI DF1 DVMC3D1 | DVMC3D1 | Cart-R | S4612
Evera S VR MRI OUS DF4 DVMC3D4 | DVMC3D4 | Cart-R | S4609
Evera XT DR | DDBB2D1 | Cart-R | S4171
Evera XT DR DF-4 | DDBB2D4 | Cart-R | S4172
Evera XT DR SureScan DDMB2D4 | DDMB2D4 | Cart-R
Evera XT VR | DVBB2D1 | Cart-R | S4169
Evera XT VR DF-4 | DVBB2D4 | Cart-R | S4170
KIT TOOL PACEMAKER ICD LEAD ACCESSORY | 6056M | Cart-R | S3903
Lead End Cap 5867-3M | 5867-3M | Cart-R | S2238
Medtronic Pinch-On Tool for Scre | 6056 | Cart-R | S1468
Medtronic Pin-Plug Connector IS-1 | 6725 | Cart-R | S1846
Medtronic Wrench Kit | 5873W | Cart-R | S1847
Percepta Quad CRT P | W4TR04 | Cart-R
Pin Plug Assembly Kit | 6719 | Cart-R | S2220
S 60-K stylet | 106162 | Cart-R | S4568
SelectSure 3830-69 Bipolar | 383069 | Cart-R | S4660
SelectSure 3830-69 Bipolar* | 383069 | Cart-R
Sensia DR SEDRL1 | SEDRL1 | Cart-R | S2460
Serena CRT-P W1TR05 | W1TR05 | Cart-R | S5416
Serena CRT-P W4TR05 | W4TR05 | Cart-R | S4915
Solara CRT-P W1TR06 | W1TR06 | Cart-R | S5039
Solara CRT-P W4TR06 | W4TR06 | Cart-R | S5042
Solia S 53 cm | 377177 | Cart-R | S4383
Solia S 60 cm | 377179 | Cart-R | S5080
Sprint Fidelis Single Coil | 6931-65 | Cart-R | S2206
Sprint Quattro Secure 55 cm | 6947M55 | Cart-R | S3805
Sprint Quattro Secure 58 cm | 6947-58 | Cart-R | S2991
Sprint Quattro Secure 62 cm | 6947M62 | Cart-R | S3806
Sprint Quattro Secure 65 cm | 6947-65 | Cart-R | S2151
Sprint Quattro Secure 6935M-55 cm | 6935M-55 | Cart-R | S3897
Sprint Quattro Secure 6935M-62cm | 6935M62 | Cart-R | S3914
Sprint Quattro Secure S 6935-58 | 6935-58 | Cart-R | S3283
Sprint Quattro Secure S 6935-65 | 6935-65 | Cart-R | S2625
Stylet Atrial medium stiff J S53-K | 107235 | Cart-R | S4914
Stylet Atrial medium Stiffness J 53 cm S53-J | 107237 | Cart-R | S4913
Stylet kit 6091 53 cm | 6091-53 | Cart-R | S4219
Stylet Medtronic 52 cm | 6082-52 | Cart-R | S3788
Stylet Medtronic 52 cm 6057-52 | 6057-52 | Cart-R | S4823
Stylet Medtronic 6057-58 | 6057-58 | Cart-R | S3962
Stylet Medtronic 6057-65 | 6057-65 | Cart-R | S3963
Stylet Medtronic 6082-45 | 6082-45 | Cart-R | S3018
Stylet Medtronic 6082-58 | 6082-58 | Cart-R | S3020
Stylet Medtronic 6082-65 | 6082-65 | Cart-R | S2218
Stylet Medtronic 6093-65 | 6093-65 | Cart-R | S4237
Stylet Medtronic 6094-45 | 6094-45 | Cart-R | S3019
Stylet Medtronic 6094-52 cm J tip | 6094-52 | Cart-R | Bottom Shelf
Stylet Soft 60 cm S60-F | 124697 | Cart-R | S4912
Subcutaneous single | 6996SQ58 | Cart-R | S2211
Sub-Q coil | 6996SQ-58 | Cart-R | S2153
Visia AF MRI DF4 DVFC3D4 | DVFC3D4 | Cart-R | S4676
Visia AF MRI Single chamber DF1 | DVFC3D1 | Cart-R | S5040
Viva S CRT-D DTBB2D4 | DTBB2D4 | Cart-R | S4109
Viva S Quad IS1/DF4 | DTBB2QQ | Cart-R | S4273
Viva XT CRT-DTBA2D4 | DTBA2D4 | Cart-R | S4107
Viva XT Quad IS1/DF1 | DTBA2Q1 | Cart-R | S4272
Viva XT Quad IS1/DF4 | DTBA2QQ | Cart-R | S4271
Wrench 6942 bi-directional torque | 666942 | Cart-R | S4626
**Greatbatch Peelable introducer 6 Fr | 667087 | Cart-S
**Greatbatch Peelable introducer 7 Fr | 667089 | Cart-S
**Greatbatch Peelable introducer 8Fr | 667091 | Cart-S
*Greatbatch Peelable introducer 10 Fr | 667095 | Cart-S
*Greatbatch Peelable introducer 6 Fr | 667087 | Cart-S
*Greatbatch Peelable introducer 7 Fr | 667089 | Cart-S
*Greatbatch Peelable introducer 8 Fr | 667091 | Cart-S
*Greatbatch Peelable introducer 9 Fr | 667093 | Cart-S
10 FR Prelude Snap 13cm | PLS-1010 | Cart-S | sub for Medtronic SS10
10 FR Safesheath II 13cm | SS10 | Cart-S | S4443
10 FR Safesheath II Long 23 cm | SSL10 | Cart-S
6 FR Prelude Snap 13cm | PLS-1006 | Cart-S
6 FR Safesheath II 13cm | SS6 | Cart-S | S4520
6 FR Safesheath ll Long 23cm | SSL6 | Cart-S | S5441 Need special order
7 FR Prelude Snap 13 cm | PLS-1007 | Cart-S
7 FR Safesheath II 13cm | SS7 | Cart-S | S4415
7 FR Safesheath ll Long 23cm | SSL7 | Cart-S | S4453
8 FR Prelude Snap 13cm | PLS-1008 | Cart-S
8 FR Safesheath II 13 cm | SS8 | Cart-S | S4435
8 FR Safesheath II Long 23cm | SSL8 | Cart-S | S4617
9 FR Prelude Snap 13 cm | PLS-1009 | Cart-S
9 FR Safesheath II 13cm | SS9 | Cart-S | S4454
9 FR Safesheath II Long 23cm | SSL9 | Cart-S | S4508
Abbott CPS Direct SL Slittable outer guide | DS2C002 | Cart-S | S3833
AC-IS4PP IS4/DF4 Port plug | AC-IS4PP | Cart-S | S4542
AIM SL Inner Subselector Acute | DS2N021-65 | Cart-S | S4053
Allure Quadra MP | PM3562 | Cart-S | S4940
Allure RF PM3222 | PM3222 | Cart-S | S4532
Assurity MRI DR PM2272 | PM2272 | Cart-S | S4614
Assurity MRI SR PM1272 | PM1272 | Cart-S | S4613
Attain Hybrid guidewire-unipolar 88 cm | GWR419388 | Cart-S | S2240
CPS Direct II Implant Kit | 410190 | Cart-S | S3834
Durata 7122 60 cm | 7122/60 | Cart-S | S4127
Durata 7122 Q 52 cm | 7122Q/52 | Cart-S | S4130
Durata 7122Q/65 | 7122Q/65 | Cart-S | S4357
Durata HV 7120 65 cm Dual Coil | 7120 65 cm | Cart-S | S2629
Durata HV 7121 65 cm Dual Coil | 7121/65 | Cart-S | S2630
Durata HV 7122 65 cm Single Coil | 7122/65 | Cart-S | S3893
Durata HV 7122Q 58 cm Single Coil | 7122Q/58 | Cart-S | S2628
Fortify Assura DR DF1/IS-1 Coated | CD2359-40C | Cart-S | S4160
Fortify Assura DR Q DF1/1S-1 Coated | CD1359-40QC | Cart-S | S4159
Fortify Assura DR Q DF4/IS-1 | CD2359-40QC | Cart-S | S4161
Fortify Assura VR DF1/IS-1 Coated | CD1359-40C | Cart-S | S4158
Greatbatch Peelable introducer 10 Fr | 667095 | Cart-S | S2934
Greatbatch Peelable introducer 6 Fr | 667087 | Cart-S | S5417
Greatbatch Peelable introducer 7 Fr | 667089 | Cart-S | S2994
Greatbatch Peelable introducer 8 Fr | 667091 | Cart-S | S2933
Greatbatch Peelable introducer 9 Fr | 667093 | Cart-S | S2995
IS-1 3.2 mm Receptacle Plug | AC-IP-2 | Cart-S | S2425
IS4/DF4 CONNECTOR SLEEVE | EX3151 | Cart-S | S3940
Lead Terminal Caps | 4033A | Cart-S | S1362 4033 old number
Livewire 7 Fr deflectable catheter 80 cm | 401786 | Cart-S | S3835
Livewire connector cable | 401970 | Cart-S | S3836
Locator Stylet 52 cm | 4036/52 | Cart-S | S2270
Mini-Trek 2.0 X 6 mm | 1012403-06A | Cart-S | S5419
Neutrino DF-1 CRT defibrillator (CRT-D) | CDHFA600T | Cart-S
Neutrino DF-1 dual chamber ICD | CDDRA600T | Cart-S
Neutrino DF-1 single chamber ICD | CDVRA600T | Cart-S
NEUTRINO NxT DR ICD | CDDRA600Q | Cart-S
NEUTRINO NxT HF CRT-D | CDHFA600Q | Cart-S
NEUTRINO NxT VR ICD | CDVRA600Q | Cart-S
Optisense 1999TC 52 cm | 1999TC/52 | Cart-S | S3825
Quadra Assura MP CD3371-40C | CD3371-40C | Cart-S | S4662
Quadra Assura MP CRT CD3371-40QC | CD3371-40QC | Cart-S | S4664
Quartet Double Canted 1457Q | 1457Q | Cart-S | S4565
Quartet Extra large 1458QL 86cm | 1458QL | Cart-S | S4564
Quartet LV lead 1458Q/86 | 1458Q/86 | Cart-S | S3682
Quartet LV lead 1458Q-92 | 1458Q-92 | Cart-S | S4254
Quartet Small S 1456Q/86 | 1456Q/86 | Cart-S | S4566
Quickflex 1258T/86 cm | 1258T/86 | Cart-S | S3222
Quickflex U 1258/T 75 cm | 1258T/75 | Cart-S | S3275
Receptacle Plug DF-1 (3.2mm) | AC-DP-3 | Cart-S | S2634
Stylet 4090 58 cm | 4090 | Cart-S | S3147
Surgical cable St Jude 4161 | 4161 | Cart-S | S3826
Tendril STS 2088 TC 46 cm | 2088TC/46 | Cart-S | S4129
Tendril STS 2088 TC 52 cm | 2088TC/52 | Cart-S | S3269
Tendril STS 2088 TC 58 cm | 2088TC/58 | Cart-S | S3188
Unify Assura DF 1/IS-1 | CD3361-40C | Cart-S | S4162
Unify Assura DF4/IS1 | CD3361-40QC | Cart-S | S4543
6 FR Glidesheath Slender 80-1060 | 80-1060 | Cart-T | S4835
6 FR Launcher 3D RIGHT | LA63DRIGHT | Cart-T | T-7
6 FR Mach 1 FR4 | H74934356020 | Cart-T
6 FR Mach 1 MP2 | H74934356390 | Cart-T
6 FR Mach 1 VL4 | H74934356730 | Cart-T | S5142
6 FR Runway FR3.5 | H74938969010 | Cart-T | T-8
6 FR Runway FR4 SH | H74938969480 | Cart-T | S2103
6 FR Runway FR5 | H74938969030 | Cart-T | T-8
6 FR Runway FR6 | H74938969040 | Cart-T | T-8
6 FR Runway IM 85 cm | H749389691220 | Cart-T | T-9
6 FR Runway MP1 125 cm | H749389699530 | Cart-T | T-9
6 FR Runway VL3.5 | H74938969720 | Cart-T | S1341
7 FR Cordis AL1 | F89-77803600 | Cart-T | T-10
7 FR Glidesheath Slender 80-1070 | 80-1070 | Cart-T | S4428
7 FR Mach 1 AL1 | H74934357190 | Cart-T | T-10
7 FR Mach 1 AL3 | H74934357210 | Cart-T | S2446 Bsci Discontinued Jan 17 2024
7 FR Mach 1 FL4.5ST | H74934357300 | Cart-T | S2443
7 FR Mach 1 FL6 | H74934357100 | Cart-T | S2442 Bsci Discontinued Jan 17 2024
7 FR Mach 1 FR5 | H74934357030 | Cart-T | S2453
7 FR Mach 1 HS | H74934357410 | Cart-T | T-10
7 FR Mach 1 IM | H74934357260 | Cart-T | T-10
7 FR Mach 1 LCB | H74934357250 | Cart-T | T-10
7 FR Mach 1 MP2 | H74934357390 | Cart-T | T-10
7 FR Mach 1 RCB | H74934357240 | Cart-T | T-10
7 FR Mach 1 VL3.5 | H74934357720 | Cart-T | S2448
7 FR Mach1 AL2 | H74934357200 | Cart-T | T-10
InQwire .035 X 210 CM 1.5 MM J | IQ35F210J1O5 | Cart-T | S5477 10 per box T-6
PreludeSYNC Distal Left Radial Compression Device | SDRB-REG-LT | Cart-T | T-1
STATSEAL | DA628 | Cart-T | S4418 24 per box T-2
7 FR Mach 1 MP1 | H74934358380 | Cart-T10 | T-10
5 FR Launcher EBU 3.0 90 CM | LA5EBU30 | Cart-U | S3200
6 FR Launcher AL .75 90 cm | LA6AL75D | Cart-U | S4511
6 FR Launcher AL1 90 cm | LA6AL10D | Cart-U | S4498
6 FR Launcher EBU 3.0 90 CM | LA6EBU30D | Cart-U | S4987
6 FR Launcher EBU 3.5 90 CM | LA6EBU35D | Cart-U | S4499
6 FR Launcher EBU 3.75 90 CM | LA6EBU375D | Cart-U | S4500
6 FR Launcher EBU 4.0 90 CM | LA6EBU40D | Cart-U | S4501
6 FR Launcher JR4SH 90 cm | LA6JR40SHD | Cart-U | S4510
6 FR Mach 1 AL3 | H74934356210 | Cart-U
6 FR Mach 1 FL3.5 | H749343566610 | Cart-U
6 FR Mach 1 FL5 | H74934356090 | Cart-U
6 FR Mach 1 Kimny | H749343565830 | Cart-U
6 FR Mach 1 LCB | H74934356250 | Cart-U
6 FR Mach 1 VL3 | H74934356710 | Cart-U | S5077
7 FR Launcher AL .75 90 CM | LA7AL75D | Cart-U
7 Fr Launcher AL1.5 90 cm | LA7AL15D | Cart-U | S4010
7 FR Launcher JR4 90 CM | LA7JR40D | Cart-U
8 FR Launcher AL .75 100 CM | LA8AL75 | Cart-U
8 FR Launcher AL .75 SH 90 CM | LA8AL75SHD | Cart-U | S4001
8 FR Launcher AL1 100 CM | LA8AL10 | Cart-U
8 FR Launcher AL1 SH 90 CM | LA8AL1SHD | Cart-U | S4002
8 FR Launcher EBU 3.0 90 CM | LA8EBU30D | Cart-U | S4003
8 FR Launcher EBU 3.5 90 CM | LA8EBU35D | Cart-U | S2911
8 FR Launcher EBU 3.75 90 CM | LA8EBU375D | Cart-U | S4467
8 FR Launcher EBU 4.0 90 CM | LA8EBU40D | Cart-U | S2912
8 FR Launcher JR4 100 CM | LA8JR40 | Cart-U
8 FR Launcher JR4 SH 90 CM | LA8JR40SHD | Cart-U | S4000
Cook Percutaneous Entry Thinwall Needle (G00003) | BSDN-18-7.0 | Cart-U
Safeguard Radial Hemostasis Band 26cm | SGR26 | Cart-U | U-4
Single Guidewire Introducer | 22290 | Cart-U | U-2
Single torquer | 22215 | Cart-U | U-2
Terumo TR Band-Large | TRB29-LRG | Cart-U | S2307
Terumo TR Band-Medium | TRB24-REG | Cart-U | S2124
Vascband Long 27cc Hemostatic Device | 3527 | Cart-U | Bottom
Vascband Regular 24cc Hemostatic Device | 3524 | Cart-U | Bottom
5 FR Cordis JL3.0 Infiniti | F89-MODC17642 | Cart-V | V-5
5 FR Cordis JL3.5 Infiniti | F89-534518T | Cart-V
5 FR Cordis JL4 100cm | F89-534520T | Cart-V | V5
5 FR Cordis JL4 LBT | F89-5560040L | Cart-V | V-2
5 FR Cordis JL5 | F89-534522T | Cart-V | V-5
5 FR Cordis JR4 3.5 | F89-534519T | Cart-V | V-5
5 FR Cordis JR4 Infiniti | F89-534521T | Cart-V | S4853 534-521T previous number with Cardinal
5 FR Cordis MPA 1 LBT 100 cm | 5562700L | Cart-V | V-2
5 FR Cordis MPA2 100 cm | 534542T | Cart-V | V-4
5 FR Cordis Pigtail Infiniti | F89-534550S | Cart-V | S5497
5 FR Expo Pigtail | H74908526401 | Cart-V | S2920
5 FR Impulse FL 3.5 | H74916391212 | Cart-V | S2428
5 FR Impulse FL4 | H74916391222 | Cart-V | S2429
5 FR Impulse FL4 125 CM | H749163912202 | Cart-V | S3203
5 FR Impulse FL5 | H74916391242 | Cart-V | S2430
5 FR Impulse FR3.5 | H74916391012 | Cart-V | S2431
5 FR Impulse FR4 | H74916391022 | Cart-V | S2417
5 FR Impulse FR5 | H74916391032 | Cart-V | S2433
5 FR Impulse Kimny | H749163911802 | Cart-V | S2311
5 FR Impulse MPA2 125 cm | H749163911222 | Cart-V | S4212
5 FR Impulse Pigtail | H74916391402 | Cart-V | S2404
5 FR Imulse MPA2 100cm | H749163911462 | Cart-V
5 FR Performa marker pigtail 100 cm | 7602-20M | Cart-V | S4368
5 FR Performa marker pigtail 125 cm | 1624-C620M | Cart-V | S4375
5 FR VTK Vitek Cerebral 125 cm | G10755 | Cart-V | V-1
5.2 Fr JL3.0 Cordis Supertorque | F89-SR3216 | Cart-V | S4416
5FR Cordis XB4 LBT | F89-5560560L | Cart-V | V-2
6 FR Cordis SRC | 534-674T | Cart-V | V-3
6 FR Mach 1 VL5 | H74934356750 | Cart-V
GE Bath Probe Injectate for Cardiac Output Cath | 9446-909 | Cart-V | Bottom shelf
GE Cardiac Output Cable, 3.6 m/12 ft. Cath | 2025248-001 | Cart-V | Bottom Shelf
GE ECG Leadwire, DIN, Radiolucent Cath | 403751-009 | Cart-V | Bottom Shelf
GE ECG Trunk Cable, 6-lead, AHA, 3.6 m/12 ft Cath NEW | 2106305-001 | Cart-V | Bottom Shelf
GE ECG Trunk Cable, 6-lead, AHA, 3.6 m/12 ft Cath Old | 2017003-001 | Cart-V
GE NIBP Hose Adult Dinaclick 12ft (3.6m) Cath | 2058203-002 | Cart-V | Bottom Shelf
Statlock | 0684-00-0472 | Cart-V | S2168
GuideWire Control Wire V18 0.018IN x 300cm | M001468540 | CICU | Price is $101 ICU will pay
Impella CP Set with SmartAssist | 0048-0044 | CICU | ICU will pay for it. Cost is $15000
Lifepak Zoll Paper | 7G32015945 | CIU backroom
Blue Arm Band Bracelet Identification | 5040-13-PDM | Clerk Front Desk
Red Arm band Bracelet idenfication | 252-5040-16-PDM | Clerk Front Desk
Adapta DR ADDR03 | ADDR03 | CRM | S2792
Adapta SR 5/6 mm ADSR06 | ADSR06 | CRM | S2797
Attesta SR MRI | ATSR01 | CRM | S5421
Linox smart ProMRI S65 | 377166 | CRM | S3966
Linox Smart ProMRI SD 65/16 | 377169 | CRM | S3967
Paradym RF SonR CRT-D | TDF018K | CRM | S4291
Sensia D SED01 | SED01 | CRM | S2794
Transvenous lead long coil 6937-35 | 6937-35 | CRM | S2152
Volta 2CR Dual coil active | 384114 | CRM | S4294
GE Red 25 LNC-10 Cable 3345 (for CRU) | 2106257-001 | CRU | REF 3345
Label Fentanyl Roll | 175-AN-7 | CRU
Label Midazolam Roll | 175-AN-120 | CRU
Omnicell Label Roll 3.1 ODX1.0IDX2.25WD | 95-6084 | CRU
5 FR Cordis Internal Mammary modified, Bartorelli-Cozzi | SRD5392 | CTO
AnyreachC Extra Floppy 0.6 GuideWire | 40S019B06 | CTO
AnyreachC Extra Floppy 1.0 Guidewire | 40S019C06 | CTO
AnyreachP Extra Floppy 0.3 Guidewire | 40S019A06 | CTO
AnyreachP Extra Floppy 1.0 Guidewire Striaght | 59S019C0636 | CTO
Asahi Confianza 300 cm | AG143390 | CTO | S2865
Asahi Confianza Pro 12 180cm | AGH143091 | CTO | S2862
Asahi Confianza Pro 12 300 cm | 82902-02 | CTO | S2864
Asahi Confianza Pro 300 cm | 20629-02 | CTO | S2863
Asahi Corsair Pro 135 cm | CSR135-26P | CTO | S4828 Price adjusted Feb 17, 2023
Asahi Corsair Pro 150 cm | CSR150-26P | CTO | S4829
Asahi Corsair Pro XS 135 cm | CSR135-21S | CTO | S5470
Asahi Extension wire 165cm | AG149001 | CTO | April 4, 2023 Rep reported they do not carry the 150cm length (AG149000)
Asahi Fielder FC | AGP140001 | CTO | S5471 5 per box
Asahi Fielder XT 190cm | AGP140002 | CTO | S2849
Asahi Fielder XT-A | APW14R009S | CTO | S5231
Asahi Fielder XT-R | APW14R005S | CTO
Asahi Gaia NEXT 1 190cm | AH14R019P | CTO
Asahi Gaia NEXT 2 190cm | AH14R020P | CTO
Asahi Gaia NEXT 3 190cm | AH14R021P | CTO
Asahi Gaia Second 190cm | AHW14R008P | CTO | S4316
Asahi Gaia Third 190cm | AHW14R011P | CTO | S4317
Asahi Gladius 0.014 inch, 200 cm Striaght | PPW14R100S | CTO
Asahi Gladius Mongo MG14 | AP14R023S | CTO | S5339 5 per box
Asahi Grand Slam 180 cm | AG141002 | CTO | S1761
Asahi Grand Slam 300 cm | AG141302J | CTO | S4643
Asahi MIRACLEbros 12 180 cm | AG14M070 | CTO | S4623
Asahi MiracleBros 3 180cm | AG14M050 | CTO | 5 per box
Asahi RG3 Straight 0.010 x 330cm | AHW10S302S | CTO
Asahi Sasuke | SA145-33N | CTO | S5225
Asahi Sion 180cm | AHW14R001S | CTO | S3938
Asahi Sion Black | APW14R010S | CTO | S5227
Asahi Sion Blue ES J | AHW14R017J | CTO
Asahi Suoh 03 190cm | AHW14R013S | CTO | S4989
Asahi UltimateBros 3 | AHW14S003S | CTO
Asato XS 20 300 cm | PAGH143392 | CTO | S4994
Astato XS 20 180 cm | PAGH143092 | CTO
BMW 300 cm Balance Middle Weight | 1001782-HC | CTO | S908
Caravel 150 cm | CRV150-19P | CTO | S4674
Cordis (JB1) 4F. 100cm | F89-532436 | CTO
EZ FilterWire EX 190 cm | H749201003990 | CTO | S1132
EZI FilterWire EX 300 cm | 20105-300 | CTO | S1133
Fine-Cross M3 Micro Cathether 130cm | M3-1430 | CTO
Fine-Cross M3 Micro Cathether 150cm | M3-1450 | CTO
Guardian II Copilot guideware accessory kit | 8216 | CTO | $850 per case of 25
Guideliner 5.5 Fr | 5570 | CTO | S4526
Guideliner 6 Fr | 5571 | CTO | S2822
Guideliner 7 Fr | 5572 | CTO | S3160, Old number VS5572
Guideliner 8 Fr | 5573 | CTO | S3161
Guideliner Coast 5.5 FR | 5270 | CTO
Guideliner Coast 6 FR | 5271 | CTO
Guideliner Coast 7 FR | 5272 | CTO
Guideliner Coast 8 FR | 5273 | CTO
MIRACLEbros 12 300 cm | 82903-02 | CTO | S4366
Outback | F89-OTB42120 | CTO | S3026
RECROSS DUAL LUMEN OTW MICRO CATHETER | RC1414025 | CTO | S5449 RC1414025
Stingray Extension Guidewire | H749M3010B0 | CTO | S3922
Stingray Guidewire 0.014 x 185 cm | H749M3012B0 | CTO | S3923
Stingray guidewire 300 cm | H749M3004B0 | CTO | S3921
Stingray LP 3.2 F 135 cm | H749393130SR0 | CTO | S4590
SuperCross FineTtip 150cm | 5341 | CTO | S4558
Supercrosser 120 degree | 5306 | CTO | S3725
Supercrosser 90 degree | 5304 | CTO | S3724
TRAPIT TRAPPING BALLOON CATHETER | TRP10015 | CTO | S5450
Trapliner 6 Fr | 5566 | CTO | S4831
Trapliner 7 Fr | 5567 | CTO | S4830
Trapper Exchange device | H74939739130 | CTO
Turnpike LP 135cm | 5638 | CTO
Turnpike LP 150 cm | 5639 | CTO | S4522
Turnpike Spiral 135cm | 5640 | CTO | S4446
Wiggle 0.015 x 190cm | 22299M-W30 | CTO | 5 per box
ICE reprocess bag container collection box | ICE reprocess | Dirty | christine.vanbeest@stryker.com
TEE Ultrasound Probe | C543870 | ECHO | S4894
TEE Ultrasound Probe 2 | TEE | ECHO | S4916
DYNAMIC XT Deca 10-pin Surelink CABLE (Use only if item is disposed instead of Sterilize) | M004560001A0 | EP | S5010
GE Esophageal Temp Probe Cath | 2021701-001 | EP
J&J Lasso 2515 Nav Cable (BLUE) (use only if item is disposed) | CB3434CT | EP- | S5073
5 FR Cook Silhouette Micropuncture Kit | G07324 | EP-C
Baylis RFP-100A NRG Connector Cable (use only if autoclave item is disposed) | RFX-BAY-TS | EP-C | S4856
BRK XS-1 - 71cm - Transseptal Needle | G407209 | EP-C | S3014
BRK-1 XS - 89cm - Transseptal Needle | G407216 | EP-C | S3881
Bubble Filter 0.2 Micron Flat (Green) | EF-05500 | EP-C | 100/box
INTRODUCER STEERABLE AGILIS EPICARDIAL SHEATH 40CM SMALL CUR | G408333 | EP-C
Medallion Syringe 3ml for Cryo | MSS031-LB | EP-C | S5453 Box of 25
NEEDLE EPIDURAL TUOHY 17GX6IN | 183A25 | EP-C
NEEDLE EPIDURAL TUOHY WITH WINGS 17GAX3 1/2IN | 332180 | EP-C
NRG 71cm C1 Curve - Transseptal Needle | NRG-E-HF-71-C1 | EP-C | S4855
NRG 98cm C1 Curve - Transseptal Needle | NRG-E-HF-98-C1 | EP-C | S4885
STRYKER AGILIS MED CURL | 408310 | EP-C | S4869
Abbott Agilis Large Curl 8.5F 71 cm | G408324 | EP-D
Abbott Agilis Medium Curl 8.5F | 408310 | EP-D | S4596
Abbott Agilis Small Curl 8.5F | 408309 | EP-D | S3616
STRYKER AGILIS LARGE CURL | G408324-SS | EP-D | S4870
STRYKER AGILIS SMALL CURL | 408309-SS | EP-D | S4868
Arrow 8 FR x 65 cm | CL-07865 | EP-E | S5487
Carto 3 Patches | CREFP6 | EP-E | S3579
Preface 62cm 8F | 301803M | EP-E | S3591
Preface 77cm 8F | 301805M | EP-E | S3696
SR0 8.5F | 406853 | EP-E
CANNULA NASAL ANAESTHESIA FLEXICARE DUAL CO2/O2 7FT FEMALE | 032-10-126U | EP-F
Esophageal Temperature Probe | 90042 | EP-F | S4270
Lemer Pax Sterile Drape | 6020052 | EP-F | S4249
SL0 8.5F | 407451 | EP-F | S3785
SL1 8.5F | 407453 | EP-F
SL2 8F | 406841 | EP-F | S3594
Dynamic XT Decapolar Large Curve - Diagnostic Catheter | M0042011010 | EP-K | S5006
NAV EZ Steer Thermocouple Bi-Directional 4mm - DF - Non-Irrigated Ablation Catheter | BN7TCDF4L | EP-K
NAV ThermoCool SmartTouch SF Bi-Directional - DF - Irrigated Ablation Catheter | D134805 | EP-K | S4381
AcuNav 10Fr - ICE Catheter | ACU10043342 | EP-L | S5423 Reprocessed
Acunav ICE catheter 8F Reprocessed | ACU10135910 | EP-L
DecaNav F Curve - Mapping Catheter | R7F282CT | EP-L | S5072
J&J Non Nav Cable for the nGen Generator (Use only if item is disposed instead of Sterilize | D133703S | EP-L
Non NAV EZ Steer ThermoCool Bi-Directional - DF - Irrigated Ablation Catheter | BDI75TCDFRT | EP-L | S3810
Non NAV EZ Steer ThermoCool Bi-Directional - SF - Irrigated Ablation Catheter | BDI35DFRT | EP-L | S3816
Non NAV EZ Steer Thermocouple Bi-Directional 4mm - DF- Non-Irrigated Ablation Catheter | BD7TCDF4L | EP-L | S3814
Soundstar ECO Cable Assy 10FT (Use only if disposed) | EM5050011 | EP-L
Soundstar ICE catheter 8F Reprocessed | R10439236 | EP-L
Stryker Acunav 10F Reprocessed | 1043342-SS | EP-L
Stryker Soundstar ICE catheter 8F Reprocessed | 10439236 | EP-L
Achieve 20mm - Cryo Mapping Catheter | 990063-020 | EP-M | S3839
Achieve Cable (reuseable) | 2ACHC | EP-M | S3840 (reuseable, covered with swiftlink, need to order when no longer working)
Coaxial Umbilical Cable | 203CXC | EP-M | S3800 12 per package
Cryo tanks for Cryoconsole (use only if tank empty) | cat42294104 | EP-M | Messer
Electrical Umbilical Cable | 2035UC | EP-M | S3801
SMART ABLATE TUBING | SAT001 | EP-M | S4515
Arctic Front Advance 28mm - CryoBalloon Catheter | 2AF283 | EP-N | S3837
Arctic Front Pro 28mm - CryoBalloon Catheter | AFAPRO28 | EP-N | S5399
Flexcath Deflectable Sheath 12F (cryo) | 4FC12 | EP-N | S3838
Freezor MAX 9Fr Long F Curve - Cryoablation Catheter | 209F5 | EP-N | S3799
Freezor MAX 9Fr Medium D Curve - Cryoablation Catheter | 209F3 | EP-N | S3798
Freezor XTRA 7Fr Long F Curve - Cryoablation Catheter | 217F5 | EP-N | S3797
Freezor XTRA 7Fr Medium D Curve - Cryoablation Catheter | 217F3 | EP-N | S3796
J&J Octaray Cable (Use only if item is disposed instead of Sterilize) | D134402 | EP-O
LASSO 2515 NAV ECO Sterilmed- D Curve - Mapping Catheter | RD134301 | EP-O | S5422
LASSO 2515 NAV ECO Stryker- D Curve - Mapping Catheter | D134301-SS | EP-O | S4867
Octaray 8Fr 2-2-2-2-2 F Curve - Mapping Catheter | D160904 | EP-O
Octaray 8Fr 3-3-3-3-3 F Curve - Mapping Catheter | D160906 | EP-O
Pentaray NAV eco 7Fr - F Curve - Mapping Catheter | D128207 | EP-O | S4321
Abbott CSL Response Deca Cable (Use only if item is disposed instead of Sterilize) | 401972 | EP-P | S3549
Abbott JSN Supreme Quad Cable (Use only if item is disposed instead of Sterilize) | 401983 | EP-P | S3550
CRD-2 Supreme Quadrapolar Abbott - Diagnostic Catheter | 402004 | EP-P | S3491
CRD-2 Supreme Quadrapolar STRYKER - Diagnostic Catheter | 402004-SS | EP-P | S4864
CSL Decapolar Abbott - Diagnostic Catheter | 401381 | EP-P | S3482 order if Stryker OOS
CSL Decapolar STRYKER - Diagnostic Catheter | 401381-SS | EP-P | S4865
JSN Supreme Quadrapolar Abbott- Diagnostic Catheter | 401430 | EP-P | S3483
JSN Supreme Quadrapolar STRYKER - Diagnostic Catheter | 401430-SS | EP-P | S4863
Stryker CSL Response Deca Cable (Use only if item is disposed instead of Sterilize) | 401972-SS | EP-P
Stryker JSN Supreme Quad Cable (Use only if item is disposed instead of Sterilize) | 401983-SS | EP-P
FaraDrive Steerable Sheath Clear | M004PF21M402 | EP-Q
Farawave 31mm - PFA Catheter | M004PF41M401 | EP-Q
Farawave 35mm - PFA Catheter | M004PF41M402 | EP-Q
FlexCross Transeptal Steerable 65cm | 900310 | EP-Q
Abbott Jot Dx Loop Recorder | DM4500 | G546A
Abbott Jot Dx Remote Monitor | MTX1000 | G546A
LINQ2 Loop Recorder | BNGL-LNQ2COMP | G546A
Reveal LINQ loop recorder BNGL-LNQMYCLCA | LNQ11 | G546A | S4214
Amplatzer II Vascular Plug 10 mm | 9-AVP2-010 | G549
Amplatzer II Vascular Plug 12 mm | 9-AVP2-012 | G549
Amplatzer II Vascular Plug 14 mm | 9-AVP2-014 | G549
Amulet Steerable Delivery Sheath | STRBL-14F-075 | G549
Arista powder 1 oz | SM005 | G549 | S4078
Balckeel Hydrophilic Guidewire | 10A23518 | G549
Balloon-in-Balloon Catheter 20mm x 3.5cm 614438 | BB042 | G549
Balloon-in-Balloon Catheter 22mm x 3.5cm 614444 | BB062 | G549
Blade Clipper Razor 3M9680 | 355-9680 | G549
Braun Mounted Covered Stent 3.9cm x 22mm | CMCP021 | G549
CATHETER VASCULAR ANGIO IMAGER II BERN 5FR SELECTIVE 0.038IN | M001314050 | G549
CLIPPER 3M FIXED HEAD SURGICAL RECHARGEABLE WITHOUT CORD | 355-9681 | G549 | 50/box
Contrast Management System with Squeeze Contrast Controller | 90400435 | G549 | 10 per box
COVER FLUOROSCOPY IMAGE INTENSIFIER 30IN WX38IN H | MICK-3038 | G549
DIN Covert 5 Lead adapter Cath | 414370-001 | G549
Disposable Safety Scalpel Retractable | MDS15315 | G549
ELECTRODE ECG MULTIPURPOSE SENSITIVE SKIN CLOTH | Z31043063 | G549
GE Carescape One NIBP Hose Adult/Ped 2T Dinaclick 12ft (3.6m) (CIU/CRU) | 2087389-002 | G549
GE CARESCAPE™ Pressure Parameter, Edwards, 3.6M, Dual | 2099660-001E3 | G549
GE CARESCAPE™ Rainbow SET ONE SpO2 Parameter, Masimo, 0.9M | 2103987-002 | G549
GE ECG Leadwire 3-Lead, Grabber, AHA 130cm (CIU/CRU) | 2106390-002 | G549 | Psoft Template order
GE ECG Leadwire 5-Lead, grouped, grabber, AHA, 130 cm | 2106389-002 | G549
GE Masimo LNC-10 Oximetry Connector , 1/pack | 2027263-002 | G549
GE Masimo LNCS Oximetry Finger Probe, (CIU/CRU) | 2027258-001 | G549 | REF 1863
GE Masimo LNCS TC-1 TIP-CLIP EAR 1895 | 2027261-001 | G549
Guardian II with Guidwire Insertion Tool and VSI Torque Device | 8211 | G549
IntraStent Mega LD biliary stent 4.5mm x 26mm | 90-2319-001 | G549
IntraStent Mega LD biliary stent 4.5mm x 36mm | 90-2319-002 | G549
Intravia Empty 50ml Bag for Adenosine study | 2B8019 | G549
Medtronic Analyzer Lead testing Cable (Use only if disposed) | 2292 | G549
Medtronic Magnet (Use only if disposed) | 9466 | G549 | Pack of 4
Nuvision Connector Cable | FG10594 | G549
PlasmaBlade Cautery Peak 3.0 | PS210-030S | G549
Red Namic Pressure Trandsucer Cable Cath | 64040633 | G549 | Special Request
Rotaglide lubricant | H7492354800162 | G549 | S4308
TYRX absorbable antibacterial envelope | CMRM6133INT | G549 | S5016
7.0 FR 25 cc IABP Catheter | D84-00-0478-01 | G550A | S4207
7.5 FR 34 cc IABP Catheter | D684-00-0479-01 | G550A | S2014
7.5 FR 40 cc IABP Catheter | D684-00-0480-01 | G550A | S2009
8.0 FR 50 cc IABP Mega with Statlocks | D684-00-0296-01 | G550A
8.0 FR 54 cc IABP Catheter | 0684-00-0432-01 | G550A | S886
Arror 8.0 FR 30cc IABP Ultra 8 Catheter | IAB-05830-U | G550A
Arrow 8.0 FR 30 cc IABP UltraFlex Catheter | IAB-06830-U | G550A
Arrow 8.0 FR 40 cc IABP RediGuard Catheter | IAB-S840C | G550A
Arrow 8.0 FR 40 cc IABP Ultra 8Catheter | IAB-05840-U | G550A
Arrow 8.0 FR 40 cc IABP UltraFlex Catheter | IAB-06840-U | G550A
Catheterization Pack | SCV30CCVGC | G550A | S1709
Cover Fluoroscopy Image 36 inch Round | MICK-0036 | G550A | 50/box
PACK CUSTOM CARDIAC CATH VGH | DYNJ89064 | G550A
PACK CUSTOM PACEMAKER | DYNJ89065 | G550A | P-10
CONTAINER Contrast RECYCLE REVIVA FOR ISOVUE 10L | 80095 | Hallway
White Pail Bucket for Bottle Recycle | 3210 | Hallway
AVOXimeter oximetry blood gas control | CC527 | Holding Room | 30 per box.
6 FR Mach 1 RDC1 | M001196960 | IR | S1074
IMPLANT NEUROVASCULAR COIL PENUMBRA 400 COMPLEX EXTRA SOFT 3 | 4006C0308 | IR
IMPLANT NEUROVASCULAR COIL PENUMBRA 400 COMPLEX STANDARD 16M | 4002C1660 | IR
Penumbra Aspiration Catheter 5.3 Fr. + Tubing | CATRXKIT | IR
Penumbra Coil 15 mm x 60 cm | 4002C1557 | IR | S5246
Penumbra Coil Detachment handle | DH1 | IR | S5248
Penumbra Engine Canister | IAPS3 | IR
Penumbra PXA Delibery Microcatheter | PXACSTR | IR
Penumbra Separator 4 | SEPC4 | IR
Penumbra SmartCoil Detachment Handle | F91666 | IR | S5237
RX Herculink Elite 5.0 x 12 mm | 1011493-12 | IR | Consignment
RX Herculink Elite 5.0 x 18 mm | 1011493-18 | IR | Consignment
RX Herculink Elite 6.0 x 12 mm | 1011499-12 | IR | Consignment
RX Herculink Elite 6.0 x 18 mm | 1011499-18 | IR | Consignment
Inoue Valvuloplasty Balloon 26mm | PTMC-26 | Jonathan Office
Inoue Valvuloplasty Balloon 28mm | PTMC-28 | Jonathan Office
Inoue Valvuloplasty Balloon 30mm | PTMC-30 | Jonathan Office
Amplatzer Amulet 16 mm | 9-ACP2-007-016 | LAA | S3850
Amplatzer Amulet 18 mm | 9-ACP2-007-018 | LAA | S3851
Amplatzer Amulet 20 mm | 9-ACP2-007-020 | LAA | S3852
Amplatzer Amulet 22 mm | 9-ACP2-007-022 | LAA | S3853
Amplatzer Amulet 25 mm | 9-ACP2-010-025 | LAA | S3854
Amplatzer Amulet 28 mm | 9-ACP2-010-028 | LAA | S3855
Amplatzer Amulet 31 mm | 9-ACP2-010-031 | LAA | S3856
Amplatzer Amulet 34 mm | 9-ACP2-010-034 | LAA | S3857
Amplatzer Amulet delivery sheath ASDS-14F-075 | ASDS-14F-075 | LAA | S5357
Amplatzer Delivery sheath 10 FR | 9-TV45x45-10F-100 | LAA | S3012
Amplatzer Delivery sheath 13 FR | 9-TV45x45-13F-100 | LAA | S3013
Amplatzer Delivery sheath 9 FR | 9-TV45x45-09F-100 | LAA | S3011
Amplatzer Delivery System 12F 45 x 45 80 cm | DS-TV45X45-12F-080 | LAA | S4628
Amplatzer Delivery System 14F 45 x 45 80 cm | DS-TV45x45-14F-080 | LAA | S4629
FXD double curve acess system | M635TU80020 | LAA | S5426
FXD single curve access system | M635TU80010 | LAA | S5425
LAmbre Delivery system SL10F45-900 | SL10F45-900 | LAA | S5054
LAmbre Delivery system SL10F45x30-900 | SL10F45x30-900 | LAA | S5053
Lambre Occluder 16/30 | LT-LAA-1630 | LAA | S5066
LAmbre Occluder 18/24 | LT-LAA-1824 | LAA | S5056
LAmbre Occluder 18/32 | LT-LAA-1832 | LAA | S5067
LAmbre Occluder 20/26 | LT-LAA-2026 | LAA | S5057
LAmbre Occluder 20/32 | LT-LAA-2032 | LAA | S5068
LAmbre Occluder 22/28 | LT-LAA-2228 | LAA | S5058
LAmbre Occluder 22/34 | LT-LAA-2234 | LAA | S5069
LAmbre Occluder 24/30 | LTT-LAA-2430 | LAA | S5059
LAmbre Occluder 24/36 | LT-LAA-2436 | LAA | S5070
LAmbre Occluder 26/32 | LT-LAA-2632 | LAA | S5060
LAmbre Occluder 26/38 | LT-LAA-2638 | LAA | S5071
LAmbre Occluder 28 mm | LT-LAA-2850 | LAA | S5144
LAmbre Occluder 28/34 | LT-LAA-2834 | LAA | S5061
LAmbre Occluder 30 mm | LT-LAA-3050 | LAA | S5145
LAmbre Occluder 30/36 | LT-LAA-3036 | LAA | S5062
LAmbre Occluder 32/36 | LT-LAA-3236 | LAA | S5063
LAmbre Occluder 34/38 | LT-LAA-3438 | LAA | S5064
LAmbre Occluder 36/40 | LT-LAA-3640 | LAA | S5065
LAmbre Occluder 38 mm | LT-LAA-3850 | LAA | S5146
LAmbre Occluder 40 mm | LT-LAA-4048 | LAA | S5147
LAmbre Occluder 40 mm (LT-LAA-4050) | LT-LAA-4050 | LAA | S5148
LAmbre Occuder 16/22 | LT-LAA-1622 | LAA | S5055
Medallion Syringe 10ml | MSS111 | LAA | S5490
Protrack Pigtail guidewire | PTW-25-230 | LAA | S4309
VersaCross Connect LAAC Access Kit (230-P RF Wire; 85cm/D1) | VXAK0107 | LAA
Versacross Steerable RF Kit Pigtail Medium Curve | VSTK0122 | LAA
WATCHMAN FLX PRO 20 mm | M635WU60200 | LAA
WATCHMAN FLX PRO 24 mm | M635WU60240 | LAA
WATCHMAN FLX PRO 27 mm | M635WU60270 | LAA
WATCHMAN FLX PRO 31 mm | M635WU60310 | LAA
WATCHMAN FLX PRO 35 mm | M635WU60350 | LAA
WATCHMAN FLX PRO 40 mm | M635WU60400 | LAA
Watchman TruSteer Steerable Delivery System | M635TU90050 | LAA
Agent DCB 2.5mm x 15mm | H74939222251510 | Lab2
Agent DCB 2.5mm x 30mm | H74939222253010 | Lab2
Agent DCB 3.0mm x 15mm | H74939222301510 | Lab2
Agent DCB 3.0mm x 30mm | H74939222303010 | Lab2
Agent DCB 3.5mm x 15mm | H74939222351510 | Lab2
Agent DCB 3.5mm x 30mm | H74939222353010 | Lab2
Agent DCB 4.0mm x 15mm | H74939222401510 | Lab2
Agent DCB 4.0mm x 30mm | H74939222403010 | Lab2
Flextome 2.0 x 10 mm | RB4200100 | Lab2 | S4620
OPN NC 2.0 x 10 mm | 200-010-004 | Lab2
OPN NC 2.5 x 10 mm | 250-010-004 | Lab2
OPN NC 3.0 x 10 mm | 300-010-004 | Lab2
OPN NC 3.5 x 10 mm | 350-010-004 | Lab2
OPN NC 4.0 x 10 mm | 400-010-004 | Lab2
Pantera Lux 2.0 x 20 mm | 365112 | Lab2 | S4997
Pantera Lux 2.0 x 30 mm | 365114 | Lab2 | S4998
Pantera Lux 2.5 x 15 mm | 365121 | Lab2 | S3226
Pantera Lux 2.5 x 20 mm | 365122 | Lab2 | S3230
Pantera Lux 2.5 x 30 mm | 365124 | Lab2 | S3234
Pantera Lux 3.0 x 15 mm | 365126 | Lab2 | S3227
Pantera Lux 3.0 x 20 mm | 365127 | Lab2 | S3231
Pantera Lux 3.0 x 30 mm | 365129 | Lab2 | S3235
Pantera Lux 3.5 x 15 mm | 365131 | Lab2 | S3228
Pantera Lux 3.5 x 20 mm | 365132 | Lab2 | S3219
Pantera Lux 3.5 x 30 mm | 365134 | Lab2 | S3236
Pantera Lux 4.0 x 20 mm | 365137 | Lab2 | S3232
Papyrus 2.5 x 15 mm | 369380 | Lab2 | S4474
Papyrus 3.0 x 15 mm | 369381 | Lab2 | S4475
Papyrus 3.0 x 20 mm | 369387 | Lab2 | S4484
Papyrus 3.5 x 15 mm | 369382 | Lab2 | S4577
Papyrus 3.5 x 20 mm | 369388 | Lab2 | S4578
Papyrus 4.0 x 15 mm | 369383 | Lab2 | S4476
Papyrus 4.0 x 20 mm | 369389 | Lab2 | S4485
SunMed 40ATM Balloon Inflation Device | SM-ID-J2840H-TB | Lab2
SunMed 40ATM S Type Balloon Inflation Device | SM-ID-S3040H-TB | Lab2
Wolverine 2.0 x 10 mm | H74939403102000 | Lab2 | S5396
Wolverine 2.5 x 10 mm | H74939403102500 | Lab2 | S5405
Wolverine 3.0 x 10 mm | H74939403103000 | Lab2 | S5394
Wolverine 3.5 x 10 mm | H74939403103500 | Lab2 | S5462
Wolverine 4.0 x 10 mm | H74939403104000 | Lab2
Xience Sierra 2.50 x 12 mm | 1550250-12 | Lab2
Xience Sierra 2.50 x 18 mm | 1550250-18 | Lab2
Xience Sierra 2.50 x 28 mm | 1550250-28 | Lab2
Xience Sierra 2.50 x 38 mm | 1550250-38 | Lab2
Xience Sierra 3.0 x 15 mm | 1550300-15 | Lab2 | S5429
Xience Sierra 3.0 x 18 mm | 1550300-18 | Lab2 | S5431
Xience Sierra 3.0 x 23 mm | 1550300-23 | Lab2 | S5434
Xience Sierra 3.00 x 12 mm | 1550300-12 | Lab2
Xience Sierra 3.00 x 28 mm | 1550300-28 | Lab2
Xience Sierra 3.00 x 38 mm | 1550300-38 | Lab2
Xience Sierra 3.5 x 15 mm | 1550350-15 | Lab2 | S5430
Xience Sierra 3.5 x 18 mm | 1550350-18 | Lab2 | S5432
Xience Sierra 3.5 x 23 mm | 1550350-23 | Lab2 | S5435
Xience Sierra 3.50 x 12 mm | 1550350-12 | Lab2
Xience Sierra 3.50 x 28 mm | 1550350-28 | Lab2
Xience Sierra 3.50 x 38 mm | 1550350-38 | Lab2
Xience Sierra 4.00 x 12 mm | 1550400-12 | Lab2
Xience Sierra 4.00 x 28 mm | 1550400-28 | Lab2
Xience Sierra 4.00 x 38 mm | 1550400-38 | Lab2
Medtronic Printer Paper for 2090 & 9790 | 6092 | Medtronic Cart
Manual Retraction Kit | 20MRK | Mike | S3841
Neovasc Reducer Kit | R1385CIV | Mike | Investigation Product only
Vizigo Cable (use only if disposed) | CY1212CT | Mike
Inoue Balloon Mitral dilator 14 FR | DMS-1 | Mitral-1 | S4310
Mitraclip Combo Psoft use | MCG40100 | Mitral-1 | For ordering use only.
MitraClip G4 Clip Delivery System NT | CDS0705-NT | Mitral-1
MitraClip G4 Clip Delivery system-NTW | CDS0705-NTW | Mitral-1
MitraClip G4 Clip Delivery System-XT | CDS0705-XT | Mitral-1
MitraClip G4 Clip Delivery system-XTW | CDS0705-XTW | Mitral-1
MitraClip G4 Steerable Guide Catheter | SGC0705 | Mitral-1
Placenta Basin | DYNJSPLACENTA | Mitral-1 | S5414
Edwards EVOQUE Delivery System | 9850TDSRW | Mitral-2
Edwards EVOQUE Dilator Kit | 9850DKRW | Mitral-2
Edwards EVOQUE Loading System | 9850LSBRW | Mitral-2
Edwards EVOQUE Reusable Rail* | 10500RL | Mitral-2
Edwards EVOQUE Reusable Tray | TRAY10500RL | Mitral-2
Edwards EVOQUE Stabiliser | 9850SZRW | Mitral-2
Edwards EVOQUE Valve 44mm | 9850EV44RW | Mitral-2
Edwards EVOQUE Valve 48mm | 9850EV48RW | Mitral-2
Edwards EVOQUE Valve 52mm | 9850EV52RW | Mitral-2
Edwards EVOQUE Valve 56mm | 9850EV56RW | Mitral-2
Pascal ACE Implant System | 20000ISMRW | Mitral-2
PASCAL Guide Sheath | 20000GSRW | Mitral-2
Pascal Implant System | 20000ISRW | Mitral-2
Pascal Precision Valve Kit | PAS2MCA | Mitral-2
Pascal Stabilizer Rail System | 20000STRW | Mitral-2
Pascal Table Cradle (use only if disposed) | 10000CR | Mitral-2
Pascal Table plate (use only if disposed) | 100000PT | Mitral-2
Pascal Table Platform (use only if disposed) | 10000UP | Mitral-2
CAP UNIVERSAL WITH TIES BLUE NON-STERILE | 263-PM4-801 | MSK | MSK-1
MASK EXAM PROCEDURE SENSITIVE SKIN EAR LOOP WHITE 160 | PM-PG4-1333 | MSK | MSK-3
MASK PROCEDURE 160 FLUID RESISTANT BLU | PG4-1273 | MSK | MSK-11
MASK PROCEDURE ANTI FOG 160 FLUID RESISTANT INDIGO | PG4-1073 | MSK | MSK-9
MASK PROCEDURE EARLOOP LEVEL 3 NOVOSHIELD | 1066 | MSK | MSK-12
MASK PROCEDURE WITH VISOR ANTI FOG 160 FLUID RESISTANT INDIG | PG4-1573 | MSK | MSK-7
MASK RESPIRATOR N95 PARTICULATE AURA 1870+ FLUID RESISTANT W | 355-1870+ | MSK | MSK-4
MASK RESPIRATOR N95 PARTICULATE REGULAR TEAL 1860 | 355-1860 | MSK | MSK-5
MASK RESPIRATOR N95 PARTICULATE SMALL 1860S | 355-1860S | MSK | MSK-6
MASK SURGICAL 120 FLUID RESISTANT BLUE | PM-PG4-2092 | MSK | MSK-8
MASK SURGICAL WITH VISOR ANTI FOG 160 FLUID RESISTANT WHITE | PM-PG4-5033 | MSK | MSK-6
SANITIZER HAND FOAM WATERLESS MICROSAN 1L REFILL | DEB815CA | MSK | MSK-10
PACEMAKER LEAD BIPOLAR EPICARDIAL 60CM | 4968-60 | OR
DRAPE IOBAN INCISE 60X45CM for S-ICD | 355-6650EZ | Pacemaker Datel Tray
Emblem MRI S-ICD | 60A219 | Pacemaker Datel Tray
Emblem S-ICD 45cm Lead 3501 | 643501 | Pacemaker Datel Tray
Emblem S-ICD Delivery System 4712 | 664712 | Pacemaker Datel Tray
PACK STANDARD UNIVERSAL DRAPES WITH GOWNS | A29118 | Pacemaker Datel Tray
STAPLER SKIN REMOVER | PSX | Pacemaker Datel Tray
STAPLER SKIN WIDE 35 SS VISISTAT | 528235 | Pacemaker Datel Tray
16GAX1-1/4 IN CATHETER INTRAVENOUS SAFETY Jelco | 179-3062 | Pacer
BLADE SAFETY SCALPEL WITH HANDLE DISPOSABLE STAINLESS STEEL | 372611 | Pacer
BLADE SCALPEL RIB BACK #11 CARBON STEEL | 371111 | Pacer
BLADE SCALPEL RIB BACK #15 CARBON STEEL | 371115 | Pacer
COVER LIGHT HANDLE TRUTEST SINGLE | T1606LK601 | Pacer
DRAPE IOBAN INCISE 35X35CM | 355-6640EZ | Pacer
DRAPE TOWEL WITH ADHESIVE 6.5X4.25IN | A7553 | Pacer
Invisisheild C-Arm Drape (104cm x 188cm) | DYNJE4400 | Pacer | 71.37 per case of 20.
PEN SURGICAL REGULAR TIP W/RULER AND LABEL | D-26-003 | Pacer | P-2
SUTURE PDSII MONOFILAMENT 4-0 FS-2 UNDYED 27IN | Z422H | Pacer | Location: Cart P-3
SUTURE SILK BRAIDED 0 SH BLACK 27IN | K834H | Pacer | P-3
SUTURE SILK BRAIDED 2-0 KS BLACK 30IN | 623H | Pacer | Location: Cart P-4
SUTURE SILK BRAIDED 3-0 PRE-CUT BLACK 12X18IN | A184H | Pacer | P-3
SUTURE TEVDEK II BRAIDED 0 C-2 GREEN 2X36IN | 7-7045 | Pacer | P-3
Suture Vicryl Coated Braided 2-0 CT-1 Violet 27in | J339H | Pacer | Location: Cart P-1
Suture Vicryl Coated braided 3-0 SH Violet 27in | J316H | Pacer | Location: Cart P-1
SUTURE VICRYL COATED BRAIDED 4-0 FS-2 UNDYED 27IN | J422H | Pacer | Location: Cart P-1
Syringe Bulb Irrigation 60CC | 67000 | Pacer
Terumo Glidewire Angled 0.035 80cm | GR3513 | Pacer
Ultraclean electroblade long tip 4 inch | 139112EXT | Pacer
Catalyst Amplatzer Amulet cardiac plug 16 mm | 9-ACP2-IDE-016 | Research | S5362
Catalyst Amplatzer Amulet cardiac plug 18 mm | 9-ACP2-IDE-018 | Research | S5363
Catalyst Amplatzer Amulet cardiac plug 20 mm | 9-ACP2-IDE-020 | Research | S5364
Catalyst Amplatzer Amulet cardiac plug 22 mm | 9-ACP2-IDE-022 | Research | S5365
Catalyst Amplatzer Amulet cardiac plug 25 mm | 9-ACP2-IDE-025 | Research | S5366
Catalyst Amplatzer Amulet cardiac plug 28 mm | 9-ACP2-IDE-028 | Research | S5367
Catalyst Amplatzer Amulet cardiac plug 31 mm | 9-ACP2-IDE-031 | Research | S5368
8 FR Daig 12 cm | 406365 | sub for 8 Fr Terumo sheath | S1368
InQwire Amplatz Exchange Fixed Core 0.035 x 260 cm 3mm J | IQA502 | sub for Cook G03460 | equivalent to the Cook Extra Stiff G03460
7 FR Daig 12 cm | 403363 | sub for Terumo sheath | S1363
6 FR Cook Balkin 40 cm | G10406 | TAVI-1
7 FR Arrow 80cm | CL-07780 | TAVI-1
8 FR Cook Balkin 40 cm | G10385 | TAVI-1 | S1886
Amplatz Extra Stiff .035 x 260cm 3J | G03460 | TAVI-1 | S4650
Atlas Gold 14mm x 40mm x 120cm | ATG120144 | TAVI-1
Atlas Gold 18mm x 40mm x 120cm | ATG120184 | TAVI-1
Atlas Gold 20mm x 40mm x 120cm | ATG120204 | TAVI-1
Atlas Gold 22mm x 40mm x 120cm | ATG120224 | TAVI-1
Balyis Torlfex 63cm x 45 Degree Sheath for NRG | TF85-32-63-45 | TAVI-1
Check-Flo 6Fr x 13cm | G11604 | TAVI-1 | S3252
Coda Balloon Occlusion catheter 46 cc | G23773 | TAVI-1 | S4301
Coda Occlusion Balloon 32 mm | G03831 | TAVI-1 | S4306
Cook Beacon RIM 5FR G08444 | G08444 | TAVI-1
Cook Check-Flo 8Fr x 63cm | G08133 | TAVI-1 | S4238
Cook Check-Flo 9Fr x 13cm | G07857 | TAVI-1
Cook Check-Flo 10Fr x 30cm | G08686 | TAVI-1 | S5440
Cook Check-Flo 12Fr x 30cm | G08956 | TAVI-1
Cook Check-Flo 12Fr x 63cm Mullins | G10012 | TAVI-1
Cook Check-Flo 14Fr x 13cm | G08024 | TAVI-1 | S2829
Cook Check-Flo 14Fr x 30cm | G08957 | TAVI-1 | S3885
Cook Check-Flo 14Fr x 80cm | G09843 | TAVI-1 | S3251
Cook Check-Flo 16Fr x 13cm | G28322 | TAVI-1 | S4364
Cook Check-Flo 16Fr x 80cm | G09695 | TAVI-1 | S3299
Cook Check-Flo 18Fr x 30cm | G11672 | TAVI-1 | S3250
Cook Check-Flo 18Fr x 85cm | G27025 | TAVI-1 | S4329
Cook Check-Flo 20Fr x 65cm | G12834 | TAVI-1 | S5191
Cook Check-Flo 24Fr x 60cm | G12833 | TAVI-1 | S4642
Cook Dilator 14 FR | G00996 | TAVI-1
Cook Dilator 16 FR | G01212 | TAVI-1
Cook Dilator 18 FR | G01328 | TAVI-1 | S5411
Cook Dilator 22 FR | G01472 | TAVI-1 | S5412
Cook Torcon NB RIM 5FR G05979 | G05979 | TAVI-1 | S4570
Fixed Core Wire Guide .035 x 145cm J-Tip | G00511 | TAVI-1 | S3246
Fixed Core Wire Guide .035 x 145cm straight | G00650 | TAVI-1 | S3245
Lunderquist Extra Stiff | G45208 | TAVI-1 | S3247
Merit 3 way stopcock 1050 PSI | H3RRC | TAVI-1 | 50 per box
Namic High Pressure Contrast Injection Line 25cm | 91011102 | TAVI-1 | S5446
Nucleus 20.0 mm X 4.0 cm X 110 | PVN230 | TAVI-1 | S2845 $750 old price (new price updated Feb 17, 2023)
Nucleus 22.0 mm x 4.0 cm x 110 | PVN231 | TAVI-1 | S2522
Nucleus 25.0mm x 4.0cm x 110 | PVN232 | TAVI-1 | S2524
Nucleus 30 mm x 5 cm | PVN416 | TAVI-1 | S3678 $500 old price (new price updated Feb 17, 2023)
Nucleus18.0mm x 4.0cm x 110cm | PVN229 | TAVI-1 | added May 3, 2023 JSath's request
Nucleus-X 28 mm x 5 cm | PVN413 | TAVI-1 | S3677 $500 old price (new price updated Feb 17, 2023)
Reliant Occlusion Balloon | AB46 | TAVI-1 | S5482
Safari Extra Small Curve 0.035in x 275cm | H74939406XS1 | TAVI-1 | S4798
Safari Small Curve 0.035in x 275cm | H74939406S1 | TAVI-1 | S4672
SavvyWire Small | F3002 | TAVI-1 | S5486
True Dilatation 20mm x 450mm Balloon | 0204511 | TAVI-1
True Dilatation 22mm x 450mm Balloon | 0224512 | TAVI-1
True Dilatation 24mm x 450mm Balloon | 0244512 | TAVI-1
True Dilatation 26mm x 450mm Balloon | 0264513 | TAVI-1
True Dilatation 28mm x 450mm Balloon | 0284514 | TAVI-1
Tyshak II 25 mm x 5.0 cm | PDC545 | TAVI-1 | S4546
Tyshak II 30mm x 4 cm | PDC548 | TAVI-1 | S4521
Tyshak X 20 mm x 5 cm | PDC338 | TAVI-1 | S2986
Tyshak X 22mm x 4 cm | PDC341 | TAVI-1 | S2928
Viabahn 8FR 10mm x 10 x 120cm | PAHR101002B | TAVI-1
Viabahn 8FR 10mm x 5 x 120cm | PAHR100502B | TAVI-1
Viabahn 10FR 11mm x 10 x 120cm | PAHR111002B | TAVI-1
Viabahn 10FR 11mm x 5 x 120cm | PAHR110502B | TAVI-1
Viabahn 10FR 13mm x 10 x 120cm | PAHR131002B | TAVI-1
Viabahn 10FR 13mm x 5 x 120cm | PAHR130502B | TAVI-1
Z-Med 20.0 mm x 3.0 cm | *SO048 | TAVI-1 | S2013
Z-Med 22.0 mm x 5 cm | PDZ662 | TAVI-1 | S4239
Z-Med 23.0 mm x 3.0 cm | *SO058 | TAVI-1 | S1995
Z-Med 23.0 mm x 4.0 cm X 120cm | S0047 | TAVI-1 | S2534
Z-Med 25.0 mm x 3.0 cm | *SO045 | TAVI-1 | S1996
Z-Med 25.0 mm x 5.0 cm X 120cm | PDZ346 | TAVI-1 | S2521 Old price $425 (New price updated Feb 17, 2023)
Edwards Balloon catheter 20 mm | 9350BC20 | TAVI-2 | S4886
Edwards Balloon catheter 23 mm | 9350BC23 | TAVI-2 | S4887
Edwards Balloon catheter 25 mm | 9350BC25 | TAVI-2 | S4888
Sapien 3 Ultra Resilia 20 mm (S3URCM20CA) | 9755RSL20 | TAVI-2
Sapien 3 Ultra Resilia 23 mm (S3URCM23CA) | 9755RSL23 | TAVI-2
SavvyWire X-Small | F3001 | TAVI-2 | S5485 Order 5 ea
Surgical extension cable St Jude 4051 | 4051 | TAVI-2 | S3827
Edwards Sapien 3 29 mm (9600TFX29) | 9600TFX29 | TAVI-3 | S4401
Sapien 3 Ultra Resilia 26 mm (S3URCM26CA) | 9755RSL26 | TAVI-3
Sapien 3 Ultra Resilia 29 mm (S3URCM29CA) | 9755RSL29 | TAVI-3
18 Fr Gore Dryseal Flex Introducer Sheath | DSF1833 | TAVI-4 | S5424
20 Fr Gore Dryseal Flex Introducer Sheath | DSF2033 | TAVI-4
22 Fr Gore Dryseal Flex Introducer Sheath | DSF2233 | TAVI-4 | S5460
Abbott Navitor Vision 23mm | NVRO-23 | TAVI-4
Abbott Navitor Vision 25mm | NVRO-25 | TAVI-4
Abbott Navitor Vision 27mm | NVRO-27 | TAVI-4
Abbott Navitor Vision 29mm | NVRO-29 | TAVI-4
Abbott Navitor Vision 35mm Titan | NVRO-35 | TAVI-4
Amplatz Super Stiff J Tip .035 in x 3mm x 180cm | M001465011 | TAVI-4
D-ENVPRO-14 Delivery system | D-ENVPRO-14 | TAVI-4 | S5186
D-ENVPRO-16 Delivery system | D-ENVPRO-16 | TAVI-4 | S4904
D-Evolut Pro Plus Delivery system 23-29 | D-EVPROP23-29 | TAVI-4 | S5391
D-Evolut Pro Plus Delivery system 34 | D-EVPROP34 | TAVI-4 | S5389
Evolut FX Delivery Catheter 23-29 | D-EVOLUTFX-2329 | TAVI-4
Evolut FX Delivery Catheter 34 | D-EVOLUTFX-34 | TAVI-4
Evolut FX Loading System 23-29 | L-EVOLUTFX-2329 | TAVI-4
Evolut FX Loading System 34 | L-EVOLUTFX-34 | TAVI-4
Evolut Pro Plus 23 mm | EVPROPLUS-23 | TAVI-4 | S5385
Evolut Pro Plus 26 mm | EVPROPLUS-26 | TAVI-4 | S5386
Evolut Pro Plus 34 mm | EVPROPLUS-34 | TAVI-4 | S5388
Evolut ProvPlus 29 mm | EVPROPLUS-29 | TAVI-4 | S5387
EvolutFX 23 mm | EVOLUTFX-23 | TAVI-4
EvolutFX 26 mm | EVOLUTFX-26 | TAVI-4
EvolutFX 29 mm | EVOLUTFX-29 | TAVI-4
EvolutFX 34 mm | EVOLUTFX-34 | TAVI-4
EvolutFX+ 23mm | EVFXPLUS-23 | TAVI-4
EvolutFX+ 26mm | EVFXPLUS-26 | TAVI-4
EvolutFX+ 29mm | EVFXPLUS-29 | TAVI-4
EvolutFX+ 34mm | EVFXPLUS-34 | TAVI-4
FlexNav Delivery System LG 15F for 27/29mm | FNAV-DS-LG | TAVI-4
FlexNav Delivery System SM 14F for 23/25mm | FNAV-DS-SM | TAVI-4
L-ENVPRO-14 loading system | L-ENVPRO-14 | TAVI-4 | S5187
L-ENVPRO-16 loading system | L-ENVPRO-16 | TAVI-4 | S4903
L-Evolut Pro Plus loading system 23-29 | L-EVPROP23-29 | TAVI-4 | S5392
L-Evolut Pro Plus loading system 34 | L-EVPROP34 | TAVI-4 | S5390
Liva Nova Vascular Dilator kit | 200-120 | TAVI-4 | S5262
Micra DDDR MC1AVR1 | MC1AVR1 | TAVI-4 | S5472
Micra Introducer MI2355A | MI2355A | TAVI-4 | S5257 * leave par level zero. Medtronic Rep will tell when to order
Micra VVIR MC1VR01 | MC1VR01 | TAVI-4 | S5256
Micra2 DDDR MC2AVR1 | MC2AVR1 | TAVI-4
Navitor Loading System LG for 27/29 mm | NVTR-LS-LG+ | TAVI-4
Navitor Loading System SM for 23/25mm | NVTR-LS-SM | TAVI-4
Sentinel Cerebral Embolic protection device | CMS15-10C-US | TAVI-4
Sentrant 18 Fr 28 cm | SENSH1828W | TAVI-4 | S5189 *Retired Mar 31, 2023 after discussion with Dr. Wood & Sathananthan
Sentrant 20 Fr 28 cm | SENSH2028W | TAVI-4 | S5172 *Retired Mar 31, 2023 after discussion with Dr. Wood & Sathananthan
Sentrant 22 Fr 28 cm | SENSH2228W | TAVI-4 | S5400 *Retire after finished. Mar 31, 2023 discussion with Dr. Wood & Sathananthan
.035 Short J 40 cm/3 mm J | 395271 |  | S1347
.038 Straight 150 cm | 395234 |  | S1346
10 FR Ultimum 12 cm | 406120
10F Flexcath Contour Sheath 20mm Reach | 10FCC20
11 FR Terumo Pinnacle TIF | RSS102 |  | S2867
14 FR Fast-Cath 12 cm | 406136 |  | S1797
3 M Avagard | 9200C
4 FR Glidecath Angled | CG416 |  | S1698
4 FR Glidecath Straight | CG413 |  | S1697 RFZV74110
4 FR MP A1 125 cm | 11911953 |  | S5333
4 FR Tempo Aqua Vertebral 135 degree | SRD6108 |  | S2992
4 MAX Distal Delivery catheter | 4MAXDDC130 |  | S5250
5 FR Cordis AL1 125cm | F89-SRD5566 |  | special order from kenneth Ens only one special box will need to look for something else if reorder.
5 FR Glidecath Angled | CG508 |  | S1696
5 FR Glidecath Straight | RF*Z175110M |  | S1852 RF*Z175110M
5 FR Impulse Pigtail 125 cm | 16391-215 |  | S2099
5 FR Nylex Str | 526-522 |  | S1850
5 FR Optitorque Jacky radial | 40-5021 |  | S2659
5 FR Simmons 1 | CG510 |  | S1413
5 FR Simmons 2 | CG511 |  | S1414
5 FR Simmons 3 | CG512 |  | S1415
5 FR Soft-Vu Sos Omni Selective (1) | 10720402 |  | S2179
5 FR Soft-Vu Sos Omni Selective (2) | 10720403 |  | S2180
5 FR Soft-Vu Sos Omni Selective (3) | 10720404 |  | S2181
5 FR Torcon NB Advantage JR4 | G05922 |  | Diagnostic sub Fem 6 FR (JSaw)
6 FR Cordis AL1ST | 670-044-00 |  | S1490
6 FR Cordis AL3 | F89-67004200 |  | S1489
6 FR Cordis Barbeau | F89-67017400 |  | S3046
6 FR Cordis Envoy MPD | 670-258-00 |  | S1506
6 FR Cordis JL4.5ST | F89-67001600 |  | S1484
6 FR Cordis MPA1 100 cm | 670-270-00 |  | S1507
6 FR Cordis MPA2 100 cm | F89-533642
6 FR Cordis Vista Brite-Tip AL 0.75 | F89-67003400M
6 FR Cordis Vista Brite-Tip AL1 | F89-67003600M
6 FR Cordis Vista Brite-Tip JR4 | F89-67008200 |  | S1497
6 FR Daig Maximum 12 cm | 406361 |  | S1367
6 FR IM VB1 | 532662 |  | S4933
6 FR IM VB1 | F89-67019200 |  | S4932
6 FR Mach 1 FL3 | H74934356050 |  | S2624
6 FR Mach 1 RCB | H74934356240
6 FR Runway AL .75 | H74938969220 |  | S2869
6 FR Runway AL3 | H74938969210 |  | S1332
6 FR Runway VL5 | H74938969750 |  | S1344
6 FR Sherpa NX Balanced 3DRIGHT | SB63DRIGHT |  | S2047
6Fr Destination Slender Sheath 75cm | GS-R6ST1C75W
7 FR Cordis XB 3.5 90 cm | F89-77805400
7 FR Daig Maximum 12 cm | 406363 |  | S2089
7 FR Terumo Destination | RSC02 |  | S1836
8 FR Angioseal VIP | 610133
8 FR Cordis AL 2 | F89-588844T |  | S2915 * do not order once depleted
8 FR Cordis H1 | F89-5888202 |  | S1425
8 FR Cordis MPA1 100 cm | F89-588842 |  | S1438
8 FR MACH1 AL1 | H74934358190
8 FR MACH1 MP1 90CM | H74934358390
8 FR MACH1 Shepherd's Crook | H749343584480
8 FR Raabe 70 cm | G11637 |  | S1986
9 Fr Check flo Mullins | G08835 |  | S4640
9 FR Cordis AL2 | 598-944 |  | S1465
9 FR Cordis H1 | 598-9202 |  | S1956
Abbott HEMOSTATIC ROTATING Co-pilot | 23242 |  | S1160
Abbott Navitor Valve 23mm | NVTR-23
Abbott Navitor Valve 25mm | NVTR-25
Abbott Navitor Valve 27mm | NVTR-27
Abbott Navitor Valve 29mm | NVTR-29
Abbott Threshold Cable - Unshrouded Pins | 401690
Acurate Neo2 Aortic Valve 23mm | SYM-SV23-004
Acurate Neo2 Aortic Valve 25mm | SYM-SV25-004
Acurate Neo2 Aortic Valve 27mm | SYM-SV27-004
Acurate Neo2 delivery system | SYM-DS-010
Acurate Neo2 loading kit | SYM-AC-010
Addwire Extension Wire | 22150-01 |  | S1934
Advance | 1044588 |  | S2015
Advanta V12 | 85364 |  | S2315
ADx 3mm 0.038" 150cm Straight Wire | H7878101381501
Amplatz Extra Stiff 0.032 x 180cm J | G03584
Amplatzer Vascular Plug 4 mm | 9-AVP2-004
Ansel Guiding Sheath 10F | G47700 |  | S5153
Ansel Guiding Sheath 12F | G47701 |  | S5156
Ansel Guiding Sheath 9F | G49101 |  | S4928
Arrow Bipolar Electrode Catheter | AI-07155 |  | S5404
Asahi Fielder FC J | AGP140001J
AVALON ELITE GUIDEWIRE KIT VASCULAR ACCESS 210CM | 12210
BAG SPECIMEN BIOHAZARD TRIPLE RED TRACK 5ML 6X9IN POLYETHYLE | 4180-SB69-5R |  | Dirty-D
BHW 300 cm Balance Heavy Weight | 1000463HS |  | S906
BHW Balance Heavy Weight | 1000462H |  | S905
Biosense Webster 10 channel Leads Trunk Cable (use if disposed) | CW-5407-10F
BMW Universal 300 cm | 1009665 |  | S4227 Location: G550/Cart M
Bracco ANGIOTOUCH HAND CONTROLLER AT-P65 FOR ACIST CVI CONTRAST | 014645 |  | 10 per box.
Bracco MULTI-USE SYRINGE A2000 FOR ACIST CVI CONTRAST DELIVERY | 014612 |  | 5 per box 5 patient use per multi use syringe.
Bracco PATIENT MANIFOLD BT2000 FOR ACIST CVI CONTRAST DELIVERY | 014613 |  | 10 per box.
BRK-1 89cm transseptal needle | G407215
Bsci iSleeve for TAVI (14f) | H74939349140
CAP NURSE BOUFFANT BLUE XLARGE FREE NON-STERILE | 263-PM4-728 |  | Dirty-B
Catheterization Pack | SAN300CCVHD |  | S1708
CLEANSER HAND ANTIMICROBIAL w/PUMP MANORAPID 1L | REMMANO1000P |  | Dirty-B
Cold Saline Irrigation Baxter | 2B7231
CONTAINER PLASTIC EVACUATED 600ML | S55120 |  | Dirty-D
CONTAINER SHARPS YELLOW FLIPTOP 1 QT | Z8906 |  | Dirty-C
Cook .021 x 145 cm | G00453 |  | S2836
Cook 032 x 145 cm J | G00488 |  | S2278
Cook Marker Pigtail 5FR 0.035 100cm | G11916
COVER SANITARY SOUND SYSTEM LARGE FOR MRI HEADSET | SCL |  | 239.75 / 1000
Covera Vascular Covered Stent 8.0mm X 80mm | AVSME08080 |  | S5354
CRBS CRYO GAS CABLE | M004CRBS5200 |  | S5280
CRBS POLARMAP EGM PIN CABLE | M004CRBS6200 |  | S5282
CRBS POLARSHEATH STEERABLE SHEATH | M004CRBS3050 |  | S5279
CRBS SMARTFREEZE EL EXT CABLE | M004CRBS5100 |  | S5281
CUFF BLOOD PRESSURE DINACLICK SINGLE PATIENT USE DISPOSABLE | SFT-A3-2A-5S |  | Dirty-A
CUFF BLOOD PRESSURE DINACLICK SINGLE PATIENT USE DISPOSABLE | SFT-A2-2A-5S |  | Dirty-A
Destination 6 FR Terumo 45CM - 35CM Hydrophilic Straight | 54-64501 |  | S2526
Destination 7 FR Terumo 45CM - 35CM Hydrophilic Straight | RSR12 |  | S4884
DETERGENT DISH LIQUID 950ML DISHWASHING SOAP POT PAN ECOPURE | 258338B |  | Dirty-B
DOC Extension Wire | 22260 |  | S1142
DRESSING MEPORE ISLAND ADHESIVE 9X15CM | SANC671000 |  | P-4
Dual Port Intraflo without filter 42002-13 | I8842002002 |  | S1381 REF 42002-13
Edwards eSheath 14F | 9610ES14
Emerald .035 x 1.5 J 175 CM | F89-502534 |  | S3215 502534 Old number under Cardinal
Emerald wire 1.5mm J 0.35 x 175cm | F89-502534
Fast Cath 10 FR 63 cm SR0 | 406967 |  | S2847
Fast Cath 10F 12cm | 406120
Fast Cath 11F 12cm | 406124
Fast Cath 12F 12cm | 406128
Fast Cath Daig 9 Fr | fastcath9fr |  | S4229
FineCross M3 130cm | M3-1430
FineCross M3 150cm | M3-1450
Fluency Plus 9 mm x 40 mm Endovascular Stent Graft | FEM09040 |  | S4651
Fluency Plus 9F 10 x 60 mm | FEL10060 |  | S4644
Fluency Plus 9F 8 x 40 mm | FEL08040 |  | S4646
Fluency Plus 9F 8 x 60 mm | FEL08060 |  | S4647
Fluency Plus 9F 8 x 80 mm | FEL08080 |  | S4645
FLUENCY Plus Endovascular Stent Graft 9 Fr x 10 mm | FEL10040 |  | S4648
Fluency Stent Graft 10 x 80 mm | FTM10080 |  | S4061
Fluency Stent Graft 7 x 40 mm | FTM07040 |  | S1915
Fluency Stent Graft 8.0 x 80 mm | FTM08080 |  | S4062
Fluency Stent Graft 9 x 40 | FTM09040 |  | S1914
Fluency Tracheobronchial Stent Graft 10 x 40 mm | FTL10040 |  | S1854
Fluency Tracheobronchial Stent Graft 10 x 60 mm | FTL10060 |  | S4063
Fluency Tracheobronchial Stent Graft 8 x 60 mm | FTL08060 |  | S4064
Galaxy Sled | H749A70200 |  | S1557
Gateway Plus Y Adapter Rotating Co-pilot | H74904483102 |  | S5163
GEL ULTRASOUND BTL 250ML AQUASONIC | 457-01-08 |  | Dirty-A
Glidewire Angled .035 x 260 cm (1) | GR3509 |  | S3040 Used in Tavi
Glidewire Stiff Angled .035 260 cm | GS3509 |  | S1691
Glidewire Stiff Straight .035 260 cm | GS3504 |  | S1690
Guidewire Safe-T-J FXD Core 0.035 x 180cm | G00902 |  | * TAVI wire sub for G00511
High Torque Extra Support | 22299M |  | S1145
Hornet 14 | H749393071902 |  | S4589
InQwire Guide Wire 0.038 150 cm J | IQ38F150J3 |  | S5455
J&J Carto 3 ECO Cable (BLUE Square) (Use only if item is disposed instead of Sterilize) | D134401 |  | S4131
J&J Thermocool Smarttouch 34 to 25 pin (RED-black) cable (Use only if item is disposed instead of Sterilize) | CR3425CT
J&J Thermocool Smarttouch NAV (RED) cable (Use only if item is disposed instead of Sterilize) | CR3434CT |  | S4196
LASSO 2515 NAV ECO J&J - D Curve - Mapping Catheter | D134301 |  | S4192
LINER CANISTER SUCTION 1500CC | 65651 920C |  | Dirty-D
LUBRICANT MUKO JELLY PACKET 3.5G | 504-LUB035 |  | Dirty-A
Magic Torque .035 260 cm | M001465921 |  | S1392
Manta 14F arterial Closure | 2156
Manta 18F arterial closure | 2115 |  | S4398
Medline Headset Cover | MDSHSCOVER |  | $80
Micro Guide Catheter XP | MGX39140 |  | S3028
NAV ThermoCool SmartTouch Bi-Directional - DF - 8Fr - Irrigated Ablation Catheter | D132705 |  | S4195
NC Trek 2.00 x 8 mm | 1012445-08 |  | S4780
NC Trek 2.50 x 8 mm | 1012447-08 |  | S4763
NC Trek 2.75 x 8 mm | 1012448-08 |  | S4781
NC Trek 3.00 x 6 mm | 1012449-06 |  | S4804
NC Trek 3.00 x 8 mm | 1012449-08 |  | S4770
NC Trek 3.25 x 8 mm | 1012450-08 |  | S4777
NC Trek 3.50 x 8 mm | 1012451-08 |  | S4768
NC Trek 4.00 x 6 mm | 1012453-06 |  | S4810
Omnilink Elite 10.0mm x 19mm x 135cm | 1012633-19
Opticross Permanent Sled (use only if item is damaged/disposed) | H749393160100
Optrell Mapping Catheter DF Curve | D142901
Pacemaker Drape Pack | SAN30PPVGB |  | S1710
Palmaz XL Transhepatic Biliary Stent 10mm x 29mm | P3110
POLARMAP 20mm - Mapping Catheter | M004CRBS7200 |  | S5278
POLARx FIT Long Tip 28mm - Cryoablation Balloon Catheter | M004CRBS2110
POLARx FIT Short Tip 28mm - Cryoablation Balloon Catheter | M004CRBS2010
Presto 40atm/30cc High Pressure Inflation Device | ID4030
PX Slim Delivery Catheter | PXSLMSTR |  | S5247
QDOT Cable Extension (Use only if disposed) | D135703
QDOT Micro Bi-Directional - DF - Irrigated Ablation Catheter | D139505
R 350 | 7390 |  | S4060
Rebel 3.0 x 12 mm | 39273-1230 |  | S4917
Rebel 3.0 x 16 mm | 39273-1630 |  | S4841
Rebel 3.0 x 20 mm | 39273-2030 |  | S4861
Rebel 3.0 x 24 mm | 39273-2430 |  | S4846
Rebel 3.5 x 12 mm | 39273-1235 |  | S4939
Rebel 3.5 x 16 mm | 39273-1635 |  | S4842
Rebel 3.5 x 20 mm | 39273-2035 |  | S4844
Rebel 3.5 x 24 mm | 39273-2435 |  | S4847
Rebel 4.0 x 16 mm | 39273-1640 |  | S4843
Rebel 4.0 x 20 mm | 39273-2040 |  | S4845
Reveal XT 9529 Loop Recorder | 9529 |  | S3715
RHYTHMIA ABLATION CABLE | M004RARC010 |  | S5011
RHYTHMIA Patch Kit HDX | M004RAPATCH20 |  | Replacing M004RAPATCH10
Rosen Radial Wire 1.5mm J 0.035 x 180cm | G01264
SANITIZER HAND FOAM WATERLESS MICROSAN 1L REFILL | DEB815CA |  | Dirty-B
SANITIZER HAND FOAM WATERLESS MICROSAN 400ML | DEB804 |  | Dirty-B
Sapien 3 Ultra 20 mm (S3UCM220) | 9750TFX20 |  | S5353
Sapien 3 Ultra 23 mm (S3UCM223) | 9750TFX23 |  | S5382
Sapien 3 Ultra 26 mm (S3UCM226) | 9750TFX26 |  | S5383
Sapphire II Pro 1.0 x 10 mm | 210-103-5UU |  | S5352
Shockwave balloon 2.5 x 12 mm | C2IVL2512
SL0 8.5F LONG sheath | 407452 |  | S4567
SmartAblate Cable NON-NAV | D130302 |  | S4519
Splash Wire Angled Stiff Exchange 0.035" x 260cm | MSWSTFA35260EX
Stryker Carto 3 ECO Cable (BLUE Square) (Use only if item is disposed instead of Sterilize) | D134401-SS
Stryker Lasso 2515 Nav Cable (BLUE) (use only if item is disposed) | CB3434CT-SS
Stryker SmartTouch Navistar (RED) cable (Use only if item is disposed instead of Sterilize) | CR3434CT-SS
Sunmed TR band Large | SM-TB-LBS-TP
Sunny TR Band - Medium | SM-TB-MBS-TP
Synchro Select Guidewire Soft Straingt 0.014in x 215cm | SSFT215STR
Teleport Microcatheter 135cm | 220-13-1000
Telescope Extension | TELE6F |  | S5037
Terumo Runthrough NS | 25-1011 |  | S2339
Tigerwire .035 angled | C405087 |  | S4318
Tornus 2.1 FR | AI-AT24135 |  | S1991
Tornus 2.6 FR | AI-AT35135 |  | S1992
TUBING SUCTION MAXI-GRIP WITH MALE CONNECTION ADAPTER 3/6INX | PN510 |  | Dirty-D
Ultrasound probe cover (with gel) | DYNJE5920 |  | with Gel 20pk
Universal 300 cm | 1009665 |  | S2854
Venture Wire Control | 0994-001 |  | S2008
Versacross kit | VXSK-35J-180-63-55D1 |  | S5215
Versacross Large access kit | VLAK0014 |  | S5393
Visi-Pro 10 x 27 mm | PXB35-10-27-135 |  | S4559
WATCHMAN FLX 20 mm | M635WU50200 |  | S5084
WATCHMAN FLX 24 mm | M635WU50240 |  | S5085
WATCHMAN FLX 27 mm | M635WU50270 |  | S5086
WATCHMAN FLX 31 mm | M635WU50310 |  | S5087
WATCHMAN FLX 35 mm | M635WU50350 |  | S5088
Whisper View EDS Straight Tip | 664647 |  | S4584
WIPE HARDSURFACE INTERVENTION ACCEL 6X7 | 907-100906585C |  | Dirty-A
WIPE SWIPES ULTRA 5X6IN 160/CANISTER | 184-GMSWIPE |  | Dirty-B